{"text_format":"1","workbook":"xlsx","n_sheets":24,"sheets":["EMP","GHA","CIV","LoadCurve","Summary","for export","Demand","REAvail","Generic","MSG_LoadRegions","MSG_empty","MSG_SEN","MSG_GAM","MSG_CIV","MSG_NIG","MSG_BUR","MSG_MAL","MSG_GUI","MSG_GBI","MSG_TBN","MSG_GHA","MSG_LIB","MSG_SIE","MSG_NGA"],"not_rendered":{"charts":25,"images":5,"macros":1,"external_links":1,"defined_names":54,"comments":4,"pivot_tables":0},"unopened":[],"bounds":{"document_bytes":16777216,"sheet_cells":100000,"rows_first":2000,"rows_last":500,"rows_between":2000,"halvings":0,"cell_chars":16384,"cell_head_chars":4096},"cells_cut":0,"cells_raw":0,"read":"whole","date_system":"1900"}

{"sheet":"EMP","index":0,"n_rows":8763,"n_cols":82,"rows_kept":1125,"cut":true,"hidden":false,"merged":[],"bounds":{"rows_first":500,"rows_last":125,"rows_between":500,"halvings":2}}
["day #","Date","wkday#","weekday",0,{"$f":"E1+1","v":1},{"$f":"F1+1","v":2},3,4,5,6,7,8,9,10,11,12,13,14,15,16,17,18,19,20,21,22,23,"sum(row)","Moving average","Season","day type","Group",0.1,null,null,null,null,null,null,null,null,null,{"$f":"0.00000001","v":1E-8},null,null,null,null,null,null,null,null,null,null,null,null,null,null,null,null,null,null,null,null,null,null,null,null,null,null,null,null,null,null,null,null,null,"up",1,"Blck index"]
[1,"2009-01-01",{"$f":"WEEKDAY(B2,2)","v":4},{"$f":"VLOOKUP(C2,weekdays,2,FALSE)","v":"Thursday"},1076,1091,1076,1071,1060,1062,972,970,951,972,975,1016,1021,1004,992,980,965,1056,1225,1270,1251,1226,1176,1101,{"$f":"SUM(E2:AB2)","v":25559},null,{"$f":"IF(AND(A2>$AJ$6,A2<$AJ$7),\"s2\",IF(A2<=$AJ$6,\"s1\",\"s3\"))","v":"s1"},"d1",{"$f":"AE2&AF2","v":"s1d1"},null,null,null,null,null,null,null,null,null,null,null,null,"Average working day calculation",null,null,null,null,null,null,null,null,null,null,null,null,null,null,null,null,null,null,null,null,null,null,null,null,null,null,null,null,null,"day","hr","Vector index","Load vector",null,"Sorted load duration curve","Sorted Agg load"]
[{"$f":"A2+1","v":2},"2009-01-02",{"$f":"WEEKDAY(B3,2)","v":5},"Friday",1075,1040,1006,998,1011,1022,999,1061,1093,1136,1155,1157,1128,1122,1146,1137,1146,1200,1287,1304,1306,1268,1225,1156,27178,null,{"$f":"IF(AND(A3>$AJ$6,A3<$AJ$7),\"s2\",IF(A3<=$AJ$6,\"s1\",\"s3\"))","v":"s1"},"d1",{"$f":"AE3&AF3","v":"s1d1"},null,"Start Day","End Day","Days","Days frac","Energy","Energy frac","Max Power","Row (Max)","Column (Max)",null,null,null,null,null,null,null,null,null,null,null,null,null,null,null,null,null,null,null,null,null,null,null,null,null,null,null,null,null,null,null,null,{"$f":"ROUNDDOWN((BZ3-1)/24,0)+1","v":1},1,1,{"$f":"OFFSET(EMP!$D$1,IF($CA$1,BX3,366-BX3),BY3)","v":1076},1,1475,{"$f":"SUMIF(EMP!$AQ$51:$AQ$90,CB3,EMP!$BJ$51:$BJ$90)","v":1475}]
[{"$f":"A3+1","v":3},"2009-01-03",6,"Saturday",1134,1099,1094,1067,1073,1078,1001,982,988,1033,972,999,996,999,1000,993,885,1033,1131,1195,1212,1163,1130,1051,25308,null,"s1","d1","s1d1",null,null,null,null,null,null,null,"MW",null,null,null,null,null,null,null,null,null,null,null,null,null,null,null,null,null,null,null,null,null,null,null,null,null,null,null,null,null,null,null,null,null,null,1,{"$f":"BZ4","v":2},{"$f":"BZ3+1","v":2},{"$f":"OFFSET(EMP!$D$1,IF($CA$1,BX4,366-BX4),BY4)","v":1091},{"$f":"IF(BZ4=SUMIF(EMP!$AQ$51:$AQ$90,CB3,EMP!$BK$51:$BK$90),CB3+1,CB3)","v":1},1474,{"$f":"SUMIF(EMP!$AQ$51:$AQ$90,CB4,EMP!$BJ$51:$BJ$90)","v":1475}]
[4,"2009-01-04",7,"Sunday",1019,1012,963,950,953,987,918,924,924,889,881,878,900,922,946,935,933,984,1200,1191,1167,1146,1052,1043,23717,null,"s1","d1","s1d1","Annual",1,365,{"$f":"AJ5-AI5+1","v":365},null,{"$f":"AM19","v":9478.8997999999992},null,{"$f":"findmax(OFFSET($E$2,$AI5-1,0,$AK5,24),AI5)","v":1475},350,19,null,null,null,null,null,null,null,null,null,null,null,null,null,null,null,null,null,null,null,null,null,null,null,null,null,null,null,null,null,null,null,null,1,3,3,{"$f":"OFFSET(EMP!$D$1,IF($CA$1,BX5,366-BX5),BY5)","v":1076},{"$f":"IF(BZ5=SUMIF(EMP!$AQ$51:$AQ$90,CB4,EMP!$BK$51:$BK$90),CB4+1,CB4)","v":1},1439,{"$f":"SUMIF(EMP!$AQ$51:$AQ$90,CB5,EMP!$BJ$51:$BJ$90)","v":1475}]
[5,"2009-01-05",1,"Monday",961,950,927,930,931,957,948,1021,1073,1085,1108,1131,1112,1125,1145,1133,1114,1143,1264,1269,1245,1216,1136,1076,26000,null,"s1","d1","s1d1","s1",1,126,{"$f":"AJ6-AI6+1","v":126},{"$f":"AK6/AK$5","v":0.34520547945205482},{"$f":"SUMIF($AP$13:$AP$18,AH6,$AM$13:$AM$18)","v":3286.9733000000001},{"$f":"AM6/$AM$5","v":0.34676738538791185},{"$f":"findmax(OFFSET($E$2,$AI6-1,0,$AK6,24),AI6)","v":1359},118,20,null,null,null,null,null,null,null,null,null,null,null,null,null,null,null,null,null,null,null,null,null,null,null,null,null,null,null,null,null,null,null,null,1,4,4,{"$f":"OFFSET(EMP!$D$1,IF($CA$1,BX6,366-BX6),BY6)","v":1071},{"$f":"IF(BZ6=SUMIF(EMP!$AQ$51:$AQ$90,CB5,EMP!$BK$51:$BK$90),CB5+1,CB5)","v":1},1424,{"$f":"SUMIF(EMP!$AQ$51:$AQ$90,CB6,EMP!$BJ$51:$BJ$90)","v":1475}]
[6,"2009-01-06",2,"Tuesday",1148,1127,1118,1096,1111,1039,994,1046,1106,1109,1109,1102,1073,1123,1132,1115,1078,1096,1224,1251,1229,1214,1156,1080,26876,null,"s1","d1","s1d1","s2",{"$f":"AJ6+1","v":127},249,{"$f":"AJ7-AI7+1","v":123},{"$f":"AK7/AK$5","v":0.33698630136986302},{"$f":"SUMIF($AP$13:$AP$18,AH7,$AM$13:$AM$18)","v":3025.0528999999992},{"$f":"AM7/$AM$5","v":0.31913544438986469},{"$f":"findmax(OFFSET($E$2,$AI7-1,0,$AK7,24),AI7)","v":1337},138,20,null,null,null,null,null,null,null,null,null,null,null,null,null,null,null,null,null,null,null,null,null,null,null,null,null,null,null,null,null,null,null,null,1,5,5,{"$f":"OFFSET(EMP!$D$1,IF($CA$1,BX7,366-BX7),BY7)","v":1060},{"$f":"IF(BZ7=SUMIF(EMP!$AQ$51:$AQ$90,CB6,EMP!$BK$51:$BK$90),CB6+1,CB6)","v":1},1417,{"$f":"SUMIF(EMP!$AQ$51:$AQ$90,CB7,EMP!$BJ$51:$BJ$90)","v":1475}]
[7,"2009-01-07",3,"Wednesday",1050,1057,1023,922,1037,1079,1007,1047,1109,1143,1149,1161,1161,1178,1186,1135,1091,1100,1258,1283,1262,1205,1133,1094,26870,null,"s1","d1","s1d1","s3",{"$f":"AJ7+1","v":250},365,{"$f":"AJ8-AI8+1","v":116},{"$f":"AK8/AK$5","v":0.31780821917808222},{"$f":"SUMIF($AP$13:$AP$18,AH8,$AM$13:$AM$18)","v":3166.8735999999994},{"$f":"AM8/$AM$5","v":0.33409717022222346},{"$f":"findmax(OFFSET($E$2,$AI8-1,0,$AK8,24),AI8)","v":1475},350,19,null,null,null,null,null,null,null,null,null,null,null,null,null,null,null,null,null,null,null,null,null,null,null,null,null,null,null,null,null,null,null,null,1,6,6,{"$f":"OFFSET(EMP!$D$1,IF($CA$1,BX8,366-BX8),BY8)","v":1062},{"$f":"IF(BZ8=SUMIF(EMP!$AQ$51:$AQ$90,CB7,EMP!$BK$51:$BK$90),CB7+1,CB7)","v":1},1415,{"$f":"SUMIF(EMP!$AQ$51:$AQ$90,CB8,EMP!$BJ$51:$BJ$90)","v":1475}]
[8,"2009-01-08",4,"Thursday",1048,1048,1022,998,1012,1062,985,1055.5,1106.5,1115.5,1153.5,1159.5,1151.5,1146.5,1159.5,1154,1125,1133,1305,1309,1319,1256,1179,1088,27091,null,"s1","d1","s1d1",null,null,null,null,null,null,null,"Load factor",{"$f":"AM19/(AO5*8.67)","v":0.74121946317909015},null,null,null,null,null,null,null,null,null,null,null,null,null,null,null,null,null,null,null,null,null,null,null,null,null,null,null,null,null,null,null,null,null,1,7,7,{"$f":"OFFSET(EMP!$D$1,IF($CA$1,BX9,366-BX9),BY9)","v":972},{"$f":"IF(BZ9=SUMIF(EMP!$AQ$51:$AQ$90,CB8,EMP!$BK$51:$BK$90),CB8+1,CB8)","v":1},1411,{"$f":"SUMIF(EMP!$AQ$51:$AQ$90,CB9,EMP!$BJ$51:$BJ$90)","v":1475}]
[9,"2009-01-09",5,"Friday",1073,1042,1000,1013,1041,1145,1008,1048,1069,1054,1008,1101,1101,1097,1100,1110,1099,1111,1265,1279,1291,1223,1166,1085,26529,null,"s1","d1","s1d1",null,null,null,null,null,null,null,null,null,null,null,null,null,null,null,null,null,null,null,null,null,null,null,null,null,null,null,null,null,null,null,null,null,null,null,null,null,null,null,null,null,null,1,8,8,{"$f":"OFFSET(EMP!$D$1,IF($CA$1,BX10,366-BX10),BY10)","v":970},{"$f":"IF(BZ10=SUMIF(EMP!$AQ$51:$AQ$90,CB9,EMP!$BK$51:$BK$90),CB9+1,CB9)","v":1},1409.7,{"$f":"SUMIF(EMP!$AQ$51:$AQ$90,CB10,EMP!$BJ$51:$BJ$90)","v":1475}]
[10,"2009-01-10",6,"Saturday",1053,1025,1000,990,1003,1039,947,923,941,949,973,981,1001,986,1002,995,980,1018,1230,1284,1274,1240,1111,1068,25013,null,"s1","d1","s1d1",null,null,null,null,null,null,null,null,null,null,null,null,"Energy (GWh)",null,null,null,null,null,null,null,null,null,null,null,null,null,null,null,null,null,null,null,null,null,null,null,null,null,null,null,null,null,1,9,9,{"$f":"OFFSET(EMP!$D$1,IF($CA$1,BX11,366-BX11),BY11)","v":951},{"$f":"IF(BZ11=SUMIF(EMP!$AQ$51:$AQ$90,CB10,EMP!$BK$51:$BK$90),CB10+1,CB10)","v":1},1409.2,{"$f":"SUMIF(EMP!$AQ$51:$AQ$90,CB11,EMP!$BJ$51:$BJ$90)","v":1475}]
[11,"2009-01-11",7,"Sunday",1029,1011,966,994,1008,1016,936,941,912,907,897,901,918,932,951,943,975,991,1218,1242,1229,1214,1121,1046,24298,{"$f":"W14","v":1304},"s1","d1","s1d1",null,null,"Days","Duration","Duration(N)","Energy (GWh)","Energy share","Share (N)",null,null,null,null,0,{"$f":"AT12+1","v":1},{"$f":"AU12+1","v":2},3,4,5,6,7,8,9,10,11,12,13,14,15,16,17,18,19,20,21,22,23,null,null,null,null,null,null,1,10,10,{"$f":"OFFSET(EMP!$D$1,IF($CA$1,BX12,366-BX12),BY12)","v":972},{"$f":"IF(BZ12=SUMIF(EMP!$AQ$51:$AQ$90,CB11,EMP!$BK$51:$BK$90),CB11+1,CB11)","v":1},1407.4,{"$f":"SUMIF(EMP!$AQ$51:$AQ$90,CB12,EMP!$BJ$51:$BJ$90)","v":1475}]
[12,"2009-01-12",1,"Monday",1018,979,965,979,979,1050,957,1019,1106,1125,1142,1066,1112,1130,1144,1117,1111,1128,1294,1310,1308,1252,1178,1081,26550,{"$f":"AD12*(1-$AH$1)+W13*$AH$1","v":1303.0000000000002},"s1","d1","s1d1",null,null,{"$f":"COUNTIF($AG$2:$AG$366,$AR13)","v":126},{"$f":"AJ13/AJ$19","v":0.34520547945205482},{"$f":"AJ13/(AJ13+AJ14)","v":1},{"$f":"SUMIF($AG$2:$AG$366,AR13,$AC$2:$AC$366)/1000","v":3286.9733000000001},{"$f":"AM13/$AM$19","v":0.34676738538791185},{"$f":"AM13/(AM13+AM14)","v":1},"s1","d1",{"$f":"AP13&AQ13","v":"s1d1"},"Season1 weekday",{"$f":"SUMIF($AG$2:$AG$367,$AP13&$AQ13,E$2:E$367)/1000","v":133.55500000000001},131.20620000000002,128.52799999999999,127.56619999999999,129.35400000000001,132.82300000000001,124.417,127.51900000000001,131.8125,132.94,132.62470000000002,133.5333,133.77099999999999,135.05950000000001,136.50210000000001,136.83410000000001,{"$f":"SUMIF($AG$2:$AG$367,$AP13&$AQ13,U$2:U$367)/1000","v":135.511},135.9331,154.85479999999998,157.67490000000004,157.16790000000003,153.97720000000001,145.23489999999998,138.57389999999998,null,null,null,null,null,null,1,11,11,{"$f":"OFFSET(EMP!$D$1,IF($CA$1,BX13,366-BX13),BY13)","v":975},{"$f":"IF(BZ13=SUMIF(EMP!$AQ$51:$AQ$90,CB12,EMP!$BK$51:$BK$90),CB12+1,CB12)","v":1},1407,{"$f":"SUMIF(EMP!$AQ$51:$AQ$90,CB13,EMP!$BJ$51:$BJ$90)","v":1475}]
[13,"2009-01-13",2,"Tuesday",1089,1071,1029,1027,1066,1092,1045,1042,1092,1045,1080,1102,1085,943,1068,1090,1055,1085,1304,1315,1308,1283,1215,1129,26660,1303.1000000000004,"s1","d1","s1d1",null,null,0,0,{"$f":"1-AL13","v":0},0,0,{"$f":"1-AO13","v":0},"s1","d2","s1d2","Season1 weekend",0,0,0,0,0,0,0,0,0,0,0,0,0,0,0,0,0,0,0,0,0,0,0,0,null,null,null,null,null,null,1,12,12,{"$f":"OFFSET(EMP!$D$1,IF($CA$1,BX14,366-BX14),BY14)","v":1016},{"$f":"IF(BZ14=SUMIF(EMP!$AQ$51:$AQ$90,CB13,EMP!$BK$51:$BK$90),CB13+1,CB13)","v":1},1405,{"$f":"SUMIF(EMP!$AQ$51:$AQ$90,CB14,EMP!$BJ$51:$BJ$90)","v":1475}]
[14,"2009-01-14",3,"Wednesday",1093,1055,1068,1032,1049,1083,1051,1056,1112,1136,1111,1053,1085,1135,1130,1151,1171,1142,1302,1309,1316,1284,1228,1135,27287,1302.9900000000005,"s1","d1","s1d1",null,null,122,0.33424657534246577,{"$f":"AJ15/(AJ15+AJ16)","v":1},3025.0528999999992,0.31913544438986469,{"$f":"AM15/(AM15+AM16)","v":1},"s2","d1","s2d1","Season2 weekday",120.56,117.952,116.379,116.01600000000001,118.514,120.452,116.416,119.625,123.05800000000001,123.38639999999999,122.3972,122.1446,120.3432,122.67100000000001,123.85190000000001,125.6769,125.089,125.6129,147.10890000000001,150.0119,147.46230000000003,141.58890000000002,132.76779999999999,125.968,null,null,null,null,null,null,1,13,13,{"$f":"OFFSET(EMP!$D$1,IF($CA$1,BX15,366-BX15),BY15)","v":1021},{"$f":"IF(BZ15=SUMIF(EMP!$AQ$51:$AQ$90,CB14,EMP!$BK$51:$BK$90),CB14+1,CB14)","v":1},1404.7,{"$f":"SUMIF(EMP!$AQ$51:$AQ$90,CB15,EMP!$BJ$51:$BJ$90)","v":1475}]
[15,"2009-01-15",4,"Thursday",1096,1045,1032,1050,1048,1104,1058,1100,1110,1013,1021,1028,1040,1075,1091,1125,1095,1132,1306,1327,1327,1292,1200,1152,26867,1303.2910000000004,"s1","d1","s1d1",null,null,0,0,{"$f":"1-AL15","v":0},0,0,{"$f":"1-AO15","v":0},"s2","d2","s2d2","Season2 weekend",0,0,0,0,0,0,0,0,0,0,0,0,0,0,0,0,0,0,0,0,0,0,0,0,null,null,null,null,null,null,1,14,14,{"$f":"OFFSET(EMP!$D$1,IF($CA$1,BX16,366-BX16),BY16)","v":1004},{"$f":"IF(BZ16=SUMIF(EMP!$AQ$51:$AQ$90,CB15,EMP!$BK$51:$BK$90),CB15+1,CB15)","v":1},1404.1,{"$f":"SUMIF(EMP!$AQ$51:$AQ$90,CB16,EMP!$BJ$51:$BJ$90)","v":1475}]
[16,"2009-01-16",5,"Friday",1075,1042,1021,1037,1059,1142,1056,1111,1109,1131,1147,1143,1135,1156,1159,1174,1099,1150,1323,1332,1307,1278,1213,1156,27555,1305.2619000000004,"s1","d1","s1d1",null,null,117,0.32054794520547947,{"$f":"AJ17/(AJ17+AJ18)","v":1},3166.8735999999994,0.33409717022222346,{"$f":"AM17/(AM17+AM18)","v":1},"s3","d1","s3d1","Season3 weekday",126.88750000000002,124.4785,122.74849999999998,122.36009999999999,125.4136,127.044,119.91380000000001,122.7688,126.8685,127.9789,128.12040000000002,127.97900000000001,127.86280000000001,128.57499999999999,129.93540000000002,130.66590000000002,129.72210000000001,138.10410000000002,153.37700000000001,154.73050000000001,152.87059999999997,148.0401,139.03749999999999,131.39099999999999,null,null,null,null,null,null,1,15,15,{"$f":"OFFSET(EMP!$D$1,IF($CA$1,BX17,366-BX17),BY17)","v":992},{"$f":"IF(BZ17=SUMIF(EMP!$AQ$51:$AQ$90,CB16,EMP!$BK$51:$BK$90),CB16+1,CB16)","v":1},1403.5,{"$f":"SUMIF(EMP!$AQ$51:$AQ$90,CB17,EMP!$BJ$51:$BJ$90)","v":1475}]
[17,"2009-01-17",6,"Saturday",1117,1084,1053,1055,1070,1175,1036,995,1032,1060,1060,1044,1050,1049,1072,1069,1070,1102,1297,1321,1321,1284,1198,1175,26789,1304.4357100000004,"s1","d1","s1d1",null,null,0,0,{"$f":"1-AL17","v":0},0,0,{"$f":"1-AO17","v":0},"s3","d2","s3d2","Season3 weekend",0,0,0,0,0,0,0,0,0,0,0,0,0,0,0,0,0,0,0,0,0,0,0,0,null,null,null,null,null,null,1,16,16,{"$f":"OFFSET(EMP!$D$1,IF($CA$1,BX18,366-BX18),BY18)","v":980},{"$f":"IF(BZ18=SUMIF(EMP!$AQ$51:$AQ$90,CB17,EMP!$BK$51:$BK$90),CB17+1,CB17)","v":1},1403.3,{"$f":"SUMIF(EMP!$AQ$51:$AQ$90,CB18,EMP!$BJ$51:$BJ$90)","v":1475}]
[18,"2009-01-18",7,"Sunday",1103,1072,1066,1042,1065,1085,981,979,963,932,919,953,957,985,992,993,991,1046,1214,1246,1239,1209,1125,1061,25218,1295.3921390000005,"s1","d1","s1d1",null,"Total",{"$f":"SUM(AJ13:AJ18)","v":365},{"$f":"SUM(AK13:AK18)","v":1},null,{"$f":"SUM(AM13:AM18)","v":9478.8997999999992},{"$f":"SUM(AN13:AN18)","v":1},null,null,null,null,null,null,null,null,null,null,null,null,null,null,null,null,null,null,null,null,null,null,null,null,null,null,null,null,null,null,null,null,null,null,null,1,17,17,{"$f":"OFFSET(EMP!$D$1,IF($CA$1,BX19,366-BX19),BY19)","v":965},{"$f":"IF(BZ19=SUMIF(EMP!$AQ$51:$AQ$90,CB18,EMP!$BK$51:$BK$90),CB18+1,CB18)","v":1},1403,{"$f":"SUMIF(EMP!$AQ$51:$AQ$90,CB19,EMP!$BJ$51:$BJ$90)","v":1475}]
[19,"2009-01-19",1,"Monday",1001,977,959,962,1025,1110,1001,1013,1053,1068,1065,1065,1055,1056,1124,1085,1070,1053,1257,1228,1228,1206,1105,1088,25854,1291.5529251000005,"s1","d1","s1d1",null,null,null,null,null,null,null,null,null,null,null,null,null,null,null,null,null,null,null,null,null,null,null,null,null,null,null,null,null,null,null,null,null,null,null,null,null,null,null,null,null,null,1,18,18,{"$f":"OFFSET(EMP!$D$1,IF($CA$1,BX20,366-BX20),BY20)","v":1056},{"$f":"IF(BZ20=SUMIF(EMP!$AQ$51:$AQ$90,CB19,EMP!$BK$51:$BK$90),CB19+1,CB19)","v":1},1402.2,{"$f":"SUMIF(EMP!$AQ$51:$AQ$90,CB20,EMP!$BJ$51:$BJ$90)","v":1475}]
[20,"2009-01-20",2,"Tuesday",1018,1009,1008,1009,1030,1140,992,990,1120,1009,1010,1028,970,1004,1038,1062,1062,1094,1260,1171,1230,1143,1074,1008,25479,1288.3976325900005,"s1","d1","s1d1",null,null,null,null,null,null,null,null,null,"max blocks","Characterization",null,0,{"$f":"AT21+1","v":1},{"$f":"AU21+1","v":2},3,4,5,6,7,8,9,10,11,12,13,14,15,16,17,18,19,20,21,22,23,null,null,null,null,null,null,1,19,19,{"$f":"OFFSET(EMP!$D$1,IF($CA$1,BX21,366-BX21),BY21)","v":1225},{"$f":"IF(BZ21=SUMIF(EMP!$AQ$51:$AQ$90,CB20,EMP!$BK$51:$BK$90),CB20+1,CB20)","v":1},1400.7,{"$f":"SUMIF(EMP!$AQ$51:$AQ$90,CB21,EMP!$BJ$51:$BJ$90)","v":1475}]
[21,"2009-01-21",3,"Wednesday",1005,969,942,942,972,1040,960,902,977,991,1010,868,1014,1020,1038,1060,1031,1025,1224,1260,1253,1180,1080,982,24745,1281.9578693310007,"s1","d1","s1d1",null,null,null,null,null,null,null,null,1,{"$f":"MAX(AT22:BQ22)","v":3},{"$f":"AR13","v":"s1d1"},{"$f":"AP22","v":1},1,1,1,1,1,1,2,2,2,2,2,2,2,2,2,2,2,2,3,3,3,3,3,1,null,null,null,null,null,null,1,20,20,{"$f":"OFFSET(EMP!$D$1,IF($CA$1,BX22,366-BX22),BY22)","v":1270},{"$f":"IF(BZ22=SUMIF(EMP!$AQ$51:$AQ$90,CB21,EMP!$BK$51:$BK$90),CB21+1,CB21)","v":1},1400,{"$f":"SUMIF(EMP!$AQ$51:$AQ$90,CB22,EMP!$BJ$51:$BJ$90)","v":1475}]
[22,"2009-01-22",4,"Thursday",979,891,956,941,994,1067,1002,938,984,970,874,983,989,990,1024,1054,1039,1068,1242,1265,1257,1206,1082,1010,24805,1277.9620823979008,"s1","d1","s1d1",null,null,null,null,null,null,null,null,{"$f":"AP22+1","v":2},3,"s1d2",2,1,1,1,1,1,1,2,2,2,2,2,2,2,2,2,2,2,2,3,3,3,3,3,1,null,null,null,null,null,null,1,21,21,{"$f":"OFFSET(EMP!$D$1,IF($CA$1,BX23,366-BX23),BY23)","v":1251},{"$f":"IF(BZ23=SUMIF(EMP!$AQ$51:$AQ$90,CB22,EMP!$BK$51:$BK$90),CB22+1,CB22)","v":1},1399,{"$f":"SUMIF(EMP!$AQ$51:$AQ$90,CB23,EMP!$BJ$51:$BJ$90)","v":1475}]
[23,"2009-01-23",5,"Friday",982,967,990,951,988,1062,996,957,897,958,951,958,966,983,998,1018,1112,1044.4000000000001,1224.9000000000001,1243,1236,1143,1074,1012,24711.300000000003,1272.6558741581107,"s1","d1","s1d1",null,null,null,null,null,null,null,null,{"$f":"AP23+1","v":3},3,"s2d1",3,1,1,1,1,1,1,2,2,2,2,2,2,2,2,2,2,2,2,3,3,3,3,3,1,null,null,null,null,null,null,1,22,22,{"$f":"OFFSET(EMP!$D$1,IF($CA$1,BX24,366-BX24),BY24)","v":1226},{"$f":"IF(BZ24=SUMIF(EMP!$AQ$51:$AQ$90,CB23,EMP!$BK$51:$BK$90),CB23+1,CB23)","v":1},1398,{"$f":"SUMIF(EMP!$AQ$51:$AQ$90,CB24,EMP!$BJ$51:$BJ$90)","v":1475}]
[24,"2009-01-24",6,"Saturday",1028,946.2,916,921.2,933,978,920,938,889,863,884,876,891,900,903,908,931,968,118,1195,1189,1120,1051,994,22260.400000000001,1157.1902867422996,"s1","d1","s1d1",null,null,null,null,null,null,null,null,{"$f":"AP24+1","v":4},3,"s2d2",4,1,1,1,1,1,1,2,2,2,2,2,2,2,2,2,2,2,2,3,3,3,3,3,1,null,null,null,null,null,null,1,23,23,{"$f":"OFFSET(EMP!$D$1,IF($CA$1,BX25,366-BX25),BY25)","v":1176},{"$f":"IF(BZ25=SUMIF(EMP!$AQ$51:$AQ$90,CB24,EMP!$BK$51:$BK$90),CB24+1,CB24)","v":1},1398,{"$f":"SUMIF(EMP!$AQ$51:$AQ$90,CB25,EMP!$BJ$51:$BJ$90)","v":1475}]
[25,"2009-01-25",7,"Sunday",941,917,873,862,920,939,906,901,861,830,810,808,826,827,854,895,912,987,1219,1206,1212,1158,1066,988,22718,1163.3712580680697,"s1","d1","s1d1",null,null,null,null,null,null,null,null,{"$f":"AP25+1","v":5},4,"s3d1",5,1,1,1,1,1,1,2,2,2,2,2,2,2,2,2,2,2,2,3,4,3,3,3,1,null,null,null,null,null,null,1,24,24,{"$f":"OFFSET(EMP!$D$1,IF($CA$1,BX26,366-BX26),BY26)","v":1101},{"$f":"IF(BZ26=SUMIF(EMP!$AQ$51:$AQ$90,CB25,EMP!$BK$51:$BK$90),CB25+1,CB25)","v":1},1397.8,{"$f":"SUMIF(EMP!$AQ$51:$AQ$90,CB26,EMP!$BJ$51:$BJ$90)","v":1475}]
[26,"2009-01-26",1,"Monday",941,900,878,888,935,1060,982,969,1011,989,1035,1012,1029,1045,1084,1067,1093,1080,1264,1297,1298,1238,1111,1071,25277,1173.4341322612629,"s1","d1","s1d1",null,null,null,null,null,null,null,null,{"$f":"AP26+1","v":6},4,"s3d2",6,1,1,1,1,1,1,2,2,2,2,2,2,2,2,2,2,2,2,3,4,3,3,3,1,null,null,null,null,null,null,2,{"$f":"BY3","v":1},25,{"$f":"OFFSET(EMP!$D$1,IF($CA$1,BX27,366-BX27),BY27)","v":1075},{"$f":"IF(BZ27=SUMIF(EMP!$AQ$51:$AQ$90,CB26,EMP!$BK$51:$BK$90),CB26+1,CB26)","v":1},1397.3,{"$f":"SUMIF(EMP!$AQ$51:$AQ$90,CB27,EMP!$BJ$51:$BJ$90)","v":1475}]
[27,"2009-01-27",2,"Tuesday",1054,1043,1005,1014,1045,1121,1065,1008,1051,1059,1068,1035,1055,1064,1078,1104,1078,1075,1258,1287,1286,1243,1164,1025,26285,1181.8907190351365,"s1","d1","s1d1",null,null,null,null,null,null,null,null,"Total blcks",{"$f":"AQ26+AQ24+AQ22","v":10},null,null,null,null,null,null,null,null,null,null,null,null,null,null,null,null,null,null,null,null,null,null,null,null,null,null,null,null,null,null,null,null,2,2,26,{"$f":"OFFSET(EMP!$D$1,IF($CA$1,BX28,366-BX28),BY28)","v":1040},{"$f":"IF(BZ28=SUMIF(EMP!$AQ$51:$AQ$90,CB27,EMP!$BK$51:$BK$90),CB27+1,CB27)","v":1},1395,{"$f":"SUMIF(EMP!$AQ$51:$AQ$90,CB28,EMP!$BJ$51:$BJ$90)","v":1475}]
[28,"2009-01-28",3,"Wednesday",1082,1029,1019,1016,1045,1103,1042,1033,1072,1103,1117,1130,1131,1118,1131,1133,1147,1118,1272,1302,1301,1270,1180,1119,27013,1190.9016471316229,"s1","d1","s1d1",null,null,null,null,null,null,null,null,null,null,null,null,null,null,null,null,null,null,null,null,null,null,null,null,null,null,null,null,null,null,null,null,null,null,null,null,null,null,null,null,null,null,2,3,27,{"$f":"OFFSET(EMP!$D$1,IF($CA$1,BX29,366-BX29),BY29)","v":1006},{"$f":"IF(BZ29=SUMIF(EMP!$AQ$51:$AQ$90,CB28,EMP!$BK$51:$BK$90),CB28+1,CB28)","v":1},1394.2,{"$f":"SUMIF(EMP!$AQ$51:$AQ$90,CB29,EMP!$BJ$51:$BJ$90)","v":1475}]
[29,"2009-01-29",4,"Thursday",1073,1060,1081,1062,1058,1122,1034,1009,1077,1085,1092,1081,1077,1090,1052,1054,1034,1081,1249,1288,1301,1272,1178,1110,26620,1196.7114824184607,"s1","d1","s1d1",null,null,null,null,null,null,null,null,"select day",5,{"$f":"VLOOKUP(AQ30,$AP$22:$AR$27,3,FALSE)","v":"s3d1"},"avg pwr",{"$f":"SUMIF($AR$13:$AR$18,$AR30,AT$13:AT$18)/SUMIF($AR$13:$AR$18,$AR30,$AK$13:$AK$18)/8.76*24","v":1084.5085470085471},1063.9188034188032,1049.1324786324785,1045.8128205128205,1071.911111111111,1085.8461538461538,1024.9042735042735,1049.305982905983,1084.3461538461538,1093.8367521367522,1095.0461538461541,1093.8376068376069,1092.8444444444444,1098.9316239316238,1110.5589743589744,1116.8025641025642,1108.7358974358976,1180.376923076923,1310.91452991453,1322.482905982906,1306.5863247863244,1265.3,1188.3547008547007,1122.9999999999998,null,null,null,null,null,null,2,4,28,{"$f":"OFFSET(EMP!$D$1,IF($CA$1,BX30,366-BX30),BY30)","v":998},{"$f":"IF(BZ30=SUMIF(EMP!$AQ$51:$AQ$90,CB29,EMP!$BK$51:$BK$90),CB29+1,CB29)","v":1},1393.8,{"$f":"SUMIF(EMP!$AQ$51:$AQ$90,CB30,EMP!$BJ$51:$BJ$90)","v":1475}]
[30,"2009-01-30",5,"Friday",1063,1058,1048,1016,1051,1103,1030,1028,1062,1118,1080,1055,1047,1077,1090,1098,1092,1084,1260,1242,1205,1182,1097,1030,26216,1203.0403341766146,"s1","d1","s1d1",null,null,null,null,null,null,null,null,null,null,{"$f":"VLOOKUP(AR30,AR13:AS18,2,FALSE)","v":"Season3 weekday"},"day with peak",{"$f":"OFFSET($E$1,$AP$5,AT$12)","v":1196},{"$f":"OFFSET($E$1,$AP$5,AU$12)","v":1184},1164,1161,1196,1244,1142,1201,1224,1256,1257.0999999999999,1262.0999999999999,1242.9000000000001,1276.5999999999999,1242.3,1251.8,1265.4000000000001,1303.5999999999999,1475,1474,1424,1411,1307,1240,null,null,null,null,null,null,2,5,29,{"$f":"OFFSET(EMP!$D$1,IF($CA$1,BX31,366-BX31),BY31)","v":1011},{"$f":"IF(BZ31=SUMIF(EMP!$AQ$51:$AQ$90,CB30,EMP!$BK$51:$BK$90),CB30+1,CB30)","v":1},1393.2,{"$f":"SUMIF(EMP!$AQ$51:$AQ$90,CB31,EMP!$BJ$51:$BJ$90)","v":1475}]
[31,"2009-01-31",6,"Saturday",1032,989,995,986,969,1009,925,939,926,875,885,898,943,989,998,980,880,953,1148,1221,1195,1167,1118,1051,24071,1197.5363007589531,"s1","d1","s1d1",null,null,null,null,null,null,null,null,null,null,null,"blck avg w/o corr",{"$f":"SUMIF($AR$51:$AR$90,$AR30&\"b\"&SUMIF($AR$22:$AR$27,$AR30,AT$22:AT$27),$BB$51:$BB$90)","v":1074.8757020757018},1074.8757020757018,1074.8757020757018,1074.8757020757018,1074.8757020757018,1074.8757020757018,1095.7939458689459,1095.7939458689459,1095.7939458689459,1095.7939458689459,1095.7939458689459,1095.7939458689459,1095.7939458689459,1095.7939458689459,1095.7939458689459,1095.7939458689459,1095.7939458689459,1095.7939458689459,1267.788888888889,1322.482905982906,1267.788888888889,1267.788888888889,1267.788888888889,1074.8757020757018,null,null,null,null,null,null,2,6,30,{"$f":"OFFSET(EMP!$D$1,IF($CA$1,BX32,366-BX32),BY32)","v":1022},{"$f":"IF(BZ32=SUMIF(EMP!$AQ$51:$AQ$90,CB31,EMP!$BK$51:$BK$90),CB31+1,CB31)","v":1},1391.3,{"$f":"SUMIF(EMP!$AQ$51:$AQ$90,CB32,EMP!$BJ$51:$BJ$90)","v":1475}]
[32,"2009-02-01",7,"Sunday",912,873,861,864,982,983,921,910,917,934,938,944,966,977,953,956,958,969,1220,1223,1251,1201,1131,1072,23916,1199.7826706830579,"s1","d1","s1d1",null,null,null,null,null,null,null,null,null,null,null,"blck avg w corr",{"$f":"SUMIF($AR$51:$AR$90,$AR30&\"b\"&SUMIF($AR$22:$AR$27,$AR30,AT$22:AT$27),$BH$51:$BH$90)","v":1072.8186159323079},1072.8186159323079,1072.8186159323079,1072.8186159323079,1072.8186159323079,1072.8186159323079,1093.6968266041702,1093.6968266041702,1093.6968266041702,1093.6968266041702,1093.6968266041702,1093.6968266041702,1093.6968266041702,1093.6968266041702,1093.6968266041702,1093.6968266041702,1093.6968266041702,1093.6968266041702,1265.3626074583512,1475,1265.3626074583512,1265.3626074583512,1265.3626074583512,1072.8186159323079,null,null,null,null,null,null,2,7,31,{"$f":"OFFSET(EMP!$D$1,IF($CA$1,BX33,366-BX33),BY33)","v":999},{"$f":"IF(BZ33=SUMIF(EMP!$AQ$51:$AQ$90,CB32,EMP!$BK$51:$BK$90),CB32+1,CB32)","v":1},1391,{"$f":"SUMIF(EMP!$AQ$51:$AQ$90,CB33,EMP!$BJ$51:$BJ$90)","v":1475}]
[33,"2009-02-02",1,"Monday",1032,989,995,986,969,1009,925,939,926,875,885,898,943,989,998,980,880,953,1148,1221,1195,1167,1118,1051,24071,1194.6044036147521,"s1","d1","s1d1",null,null,null,null,null,null,null,null,null,null,null,null,null,null,null,null,null,null,null,null,null,null,null,null,null,null,null,null,null,null,null,null,null,null,null,null,null,null,null,null,null,null,2,8,32,{"$f":"OFFSET(EMP!$D$1,IF($CA$1,BX34,366-BX34),BY34)","v":1061},{"$f":"IF(BZ34=SUMIF(EMP!$AQ$51:$AQ$90,CB33,EMP!$BK$51:$BK$90),CB33+1,CB33)","v":1},1390,{"$f":"SUMIF(EMP!$AQ$51:$AQ$90,CB34,EMP!$BJ$51:$BJ$90)","v":1475}]
[34,"2009-02-03",2,"Tuesday",1035,1038,1004,999,1029,1077,1018,1030,1078,1063,1081,1072,1075,1089,1093,1111,1093,1087,1257,1296,1277,1241,1166,1105,26414,1200.843963253277,"s1","d1","s1d1",null,null,null,null,null,null,null,null,null,null,null,null,null,null,null,null,null,null,null,null,null,null,null,null,null,null,null,null,null,null,null,null,null,null,null,null,null,null,null,null,null,null,2,9,33,{"$f":"OFFSET(EMP!$D$1,IF($CA$1,BX35,366-BX35),BY35)","v":1093},{"$f":"IF(BZ35=SUMIF(EMP!$AQ$51:$AQ$90,CB34,EMP!$BK$51:$BK$90),CB34+1,CB34)","v":1},1390,{"$f":"SUMIF(EMP!$AQ$51:$AQ$90,CB35,EMP!$BJ$51:$BJ$90)","v":1475}]
[35,"2009-02-04",3,"Wednesday",1111,1097,1004,1032,1046,1100,1012,1038,1065,1097,1121,1114,1138,1118,1133,1110,1155,1101,1282,1277,1272,1198,1156,1093,26870,1208.9595669279495,"s1","d1","s1d1",null,null,null,null,null,null,null,null,null,null,null,null,null,null,null,null,null,null,null,null,null,null,null,null,null,null,null,null,null,null,null,null,null,null,null,null,null,null,null,null,null,null,2,10,34,{"$f":"OFFSET(EMP!$D$1,IF($CA$1,BX36,366-BX36),BY36)","v":1136},{"$f":"IF(BZ36=SUMIF(EMP!$AQ$51:$AQ$90,CB35,EMP!$BK$51:$BK$90),CB35+1,CB35)","v":1},1389,{"$f":"SUMIF(EMP!$AQ$51:$AQ$90,CB36,EMP!$BJ$51:$BJ$90)","v":1475}]
[36,"2009-02-05",4,"Thursday",1050,1058,1020,1030,1043,1080,994,994,1090,1101,1152,1151.0999999999999,1128.9000000000001,1139,1129,1137,1099,1080,1254,763,1009,1164,1150,1094,25910,1213.4636102351546,"s1","d1","s1d1",null,null,null,null,null,null,null,null,null,null,null,null,null,null,null,null,null,null,null,null,null,null,null,null,null,null,null,null,null,null,null,null,null,null,null,null,null,null,null,null,null,null,2,11,35,{"$f":"OFFSET(EMP!$D$1,IF($CA$1,BX37,366-BX37),BY37)","v":1155},{"$f":"IF(BZ37=SUMIF(EMP!$AQ$51:$AQ$90,CB36,EMP!$BK$51:$BK$90),CB36+1,CB36)","v":1},1389,{"$f":"SUMIF(EMP!$AQ$51:$AQ$90,CB37,EMP!$BJ$51:$BJ$90)","v":1475}]
[37,"2009-02-06",5,"Friday",1071,1033,1045,1050,1045,935,838,880,925,939,962,1016,1160,1124,1164,1129,1100,1115,1295,1322,1312,1266,1210,1158,26094,1221.6172492116393,"s1","d1","s1d1",null,null,null,null,null,null,null,null,null,null,null,null,null,null,null,null,null,null,null,null,null,null,null,null,null,null,null,null,null,null,null,null,null,null,null,null,null,null,null,null,null,null,2,12,36,{"$f":"OFFSET(EMP!$D$1,IF($CA$1,BX38,366-BX38),BY38)","v":1157},{"$f":"IF(BZ38=SUMIF(EMP!$AQ$51:$AQ$90,CB37,EMP!$BK$51:$BK$90),CB37+1,CB37)","v":1},1388.4,{"$f":"SUMIF(EMP!$AQ$51:$AQ$90,CB38,EMP!$BJ$51:$BJ$90)","v":1475}]
[38,"2009-02-07",6,"Saturday",1112,1086,1054,1063,1084,1070,995,983,989,1066,1087,1091,1048,1039,1040,919,1023,1050,1261.3,1276.3,1278.8,1260.9000000000001,1200.3,1145,26221.599999999999,1225.5855242904754,"s1","d1","s1d1",null,null,null,null,null,null,null,null,null,null,null,null,null,null,null,null,null,null,null,null,null,null,null,null,null,null,null,null,null,null,null,null,null,null,null,null,null,null,null,null,null,null,2,13,37,{"$f":"OFFSET(EMP!$D$1,IF($CA$1,BX39,366-BX39),BY39)","v":1128},{"$f":"IF(BZ39=SUMIF(EMP!$AQ$51:$AQ$90,CB38,EMP!$BK$51:$BK$90),CB38+1,CB38)","v":1},1387,{"$f":"SUMIF(EMP!$AQ$51:$AQ$90,CB39,EMP!$BJ$51:$BJ$90)","v":1475}]
[39,"2009-02-08",7,"Sunday",1087,1066,1066,1039,1040,1040,967,977,938,898,920,930,941,993,991,986,990,1015,1236.2,1257.0999999999999,1205,1161,1117,1062,24922.3,1226.646971861428,"s1","d1","s1d1",null,null,null,null,null,null,null,null,null,null,null,null,null,null,null,null,null,null,null,null,null,null,null,null,null,null,null,null,null,null,null,null,null,null,null,null,null,null,null,null,null,null,2,14,38,{"$f":"OFFSET(EMP!$D$1,IF($CA$1,BX40,366-BX40),BY40)","v":1122},{"$f":"IF(BZ40=SUMIF(EMP!$AQ$51:$AQ$90,CB39,EMP!$BK$51:$BK$90),CB39+1,CB39)","v":1},1387,{"$f":"SUMIF(EMP!$AQ$51:$AQ$90,CB40,EMP!$BJ$51:$BJ$90)","v":1475}]
[40,"2009-02-09",1,"Monday",1025,979,957,934,960,1053,989,1009,1070,1094,1118,1142,1108,1125,1123,1156.0999999999999,1131,1084.9000000000001,1230.3,1286.2,1267.7,1243.5999999999999,1191.5999999999999,1120,26397.399999999998,1227.0122746752852,"s1","d1","s1d1",null,null,null,null,null,null,null,null,null,null,null,null,null,null,null,null,null,null,null,null,null,null,null,null,null,null,null,null,null,null,null,null,null,null,null,null,null,null,null,null,null,null,2,15,39,{"$f":"OFFSET(EMP!$D$1,IF($CA$1,BX41,366-BX41),BY41)","v":1146},{"$f":"IF(BZ41=SUMIF(EMP!$AQ$51:$AQ$90,CB40,EMP!$BK$51:$BK$90),CB40+1,CB40)","v":1},1387,{"$f":"SUMIF(EMP!$AQ$51:$AQ$90,CB41,EMP!$BJ$51:$BJ$90)","v":1475}]
[41,"2009-02-10",2,"Tuesday",1091,1077,1066,1070,1076,1125,1045,1044,1110,1119,1133,1160,1165,1082,1043,1125,1110,1094.7,1228.7,1286.9000000000001,1291.7,1242,1221.0999999999999,1128,27134.100000000002,1227.1810472077568,"s1","d1","s1d1",null,null,null,null,null,null,null,null,null,null,null,null,null,null,null,null,null,null,null,null,null,null,null,null,null,null,null,null,null,null,null,null,null,null,null,null,null,null,null,null,null,null,2,16,40,{"$f":"OFFSET(EMP!$D$1,IF($CA$1,BX42,366-BX42),BY42)","v":1137},{"$f":"IF(BZ42=SUMIF(EMP!$AQ$51:$AQ$90,CB41,EMP!$BK$51:$BK$90),CB41+1,CB41)","v":1},1386.9,{"$f":"SUMIF(EMP!$AQ$51:$AQ$90,CB42,EMP!$BJ$51:$BJ$90)","v":1475}]
[42,"2009-02-11",3,"Wednesday",1080,1060,1053,1045,1073,1119,1028,1048,1112,1115,1091,1149,1137,1107,1120,1102,1159,1159.7,1277.5,1272.0999999999999,1250.8,1228.0999999999999,1166,1109,27061.199999999997,1232.2129424869811,"s1","d1","s1d1",null,null,null,null,null,null,null,null,null,null,null,null,null,null,null,null,null,null,null,null,null,null,null,null,null,null,null,null,null,null,null,null,null,null,null,null,null,null,null,null,null,null,2,17,41,{"$f":"OFFSET(EMP!$D$1,IF($CA$1,BX43,366-BX43),BY43)","v":1146},{"$f":"IF(BZ43=SUMIF(EMP!$AQ$51:$AQ$90,CB42,EMP!$BK$51:$BK$90),CB42+1,CB42)","v":1},1386,{"$f":"SUMIF(EMP!$AQ$51:$AQ$90,CB43,EMP!$BJ$51:$BJ$90)","v":1475}]
[43,"2009-02-12",4,"Thursday",1098,1043,1033,1040,1079,1118,1033,1044,1102,1137,1151,1148,1166,1094,1111,1166,1137,1032.4000000000001,1258.7,1185.0999999999999,1300.4000000000001,1279.2,1216,1148,27119.800000000003,1234.8616482382831,"s1","d1","s1d1",null,null,null,null,null,null,null,null,null,null,null,null,null,null,null,null,null,null,null,null,null,null,null,null,null,null,null,null,null,null,null,null,null,null,null,null,null,null,null,null,null,null,2,18,42,{"$f":"OFFSET(EMP!$D$1,IF($CA$1,BX44,366-BX44),BY44)","v":1200},{"$f":"IF(BZ44=SUMIF(EMP!$AQ$51:$AQ$90,CB43,EMP!$BK$51:$BK$90),CB43+1,CB43)","v":1},1385.2,{"$f":"SUMIF(EMP!$AQ$51:$AQ$90,CB44,EMP!$BJ$51:$BJ$90)","v":1475}]
[44,"2009-02-13",5,"Friday",1088,1099,1070,1072,1073,1133,1046,1075,1133,1140,1143,1173,1137,1117,1117,1156,1134,1136,1314,1323,1324,1289,1218,1178,27688,1242.775483414455,"s1","d1","s1d1",null,null,null,null,null,null,null,null,null,null,null,null,null,null,null,null,null,null,null,null,null,null,null,null,null,null,null,null,null,null,null,null,null,null,null,null,null,null,null,null,null,null,2,19,43,{"$f":"OFFSET(EMP!$D$1,IF($CA$1,BX45,366-BX45),BY45)","v":1287},{"$f":"IF(BZ45=SUMIF(EMP!$AQ$51:$AQ$90,CB44,EMP!$BK$51:$BK$90),CB44+1,CB44)","v":1},1385,{"$f":"SUMIF(EMP!$AQ$51:$AQ$90,CB45,EMP!$BJ$51:$BJ$90)","v":1475}]
[45,"2009-02-14",6,"Saturday",1145,1129,1117,1123,1082,1103,1002,1010,1030,1041,1046,1051,1070,1057,1062,1060,1036,1060,1217,1167,1101,933,896,840,25378,1240.1979350730096,"s1","d1","s1d1",null,null,null,null,null,null,null,null,null,null,null,null,null,null,null,null,null,null,null,null,null,null,null,null,null,null,null,null,null,null,null,null,null,null,null,null,null,null,null,null,null,null,2,20,44,{"$f":"OFFSET(EMP!$D$1,IF($CA$1,BX46,366-BX46),BY46)","v":1304},{"$f":"IF(BZ46=SUMIF(EMP!$AQ$51:$AQ$90,CB45,EMP!$BK$51:$BK$90),CB45+1,CB45)","v":1},1383.4,{"$f":"SUMIF(EMP!$AQ$51:$AQ$90,CB46,EMP!$BJ$51:$BJ$90)","v":1475}]
[46,"2009-02-15",7,"Sunday",868,854,843,829,825,857,779,857,866,782,781,794,757,869,859,885,926,976,1154,1179,1161,1145,1105,1004,21955,1231.5781415657088,"s1","d1","s1d1",null,null,null,null,null,null,null,null,null,null,null,null,null,null,null,null,null,null,null,null,null,null,null,null,null,null,null,null,null,null,null,null,null,null,null,null,null,null,null,null,null,null,2,21,45,{"$f":"OFFSET(EMP!$D$1,IF($CA$1,BX47,366-BX47),BY47)","v":1306},{"$f":"IF(BZ47=SUMIF(EMP!$AQ$51:$AQ$90,CB46,EMP!$BK$51:$BK$90),CB46+1,CB46)","v":1},1383,{"$f":"SUMIF(EMP!$AQ$51:$AQ$90,CB47,EMP!$BJ$51:$BJ$90)","v":1475}]
[47,"2009-02-16",1,"Monday",995,958,954,948,968,1041,988,1001,1059,1081,1103,1081,1073,1098,1072,1074,1067,1057,1234,1224,1233,1180,1094,1049,25632,1231.8203274091381,"s1","d1","s1d1",null,null,null,null,null,null,null,null,null,null,null,null,null,null,null,null,null,null,null,null,null,null,null,null,null,null,null,null,null,null,null,null,null,null,null,null,null,null,null,null,null,null,2,22,46,{"$f":"OFFSET(EMP!$D$1,IF($CA$1,BX48,366-BX48),BY48)","v":1268},{"$f":"IF(BZ48=SUMIF(EMP!$AQ$51:$AQ$90,CB47,EMP!$BK$51:$BK$90),CB47+1,CB47)","v":1},1382.2,{"$f":"SUMIF(EMP!$AQ$51:$AQ$90,CB48,EMP!$BJ$51:$BJ$90)","v":1475}]
[48,"2009-02-17",2,"Tuesday",1012,988,971,974,1011,1069,994,997,1075,1100,633,812,925,973,1060,1036,1046,1032,1177,1217,1240,1226,1130,1066,24764,1226.3382946682243,"s1","d1","s1d1",null,null,null,null,null,null,null,null,null,null,null,"week","season","day","block","Peak","Duration","Duration (%)","Duration (N)","Energy","Avg Pwr","Engy sh w p","Engy err","Engy w Cor","share w corr","share (N)","Pwr w Cor","Rank","Ordered Pwr","Cum duration",null,null,null,null,null,null,null,null,null,null,null,null,2,23,47,{"$f":"OFFSET(EMP!$D$1,IF($CA$1,BX49,366-BX49),BY49)","v":1225},{"$f":"IF(BZ49=SUMIF(EMP!$AQ$51:$AQ$90,CB48,EMP!$BK$51:$BK$90),CB48+1,CB48)","v":1},1382,{"$f":"SUMIF(EMP!$AQ$51:$AQ$90,CB49,EMP!$BJ$51:$BJ$90)","v":1475}]
[49,"2009-02-18",3,"Wednesday",1048,1030,1017,1028,1025,1084,976,993,1024,1064,1053,1027,1043,1069,1046,1078,1001,1074,1212,1278,1262,1227,1178,1077,25914,1224.904465201402,"s1","d1","s1d1",null,null,null,null,null,null,null,null,null,null,null,null,null,null,null,null,"hrs","%",null,"GWh","MW","%",null,"GWh","%",null,"MW",null,"MW",null,null,null,null,null,null,null,null,null,null,null,null,null,2,24,48,{"$f":"OFFSET(EMP!$D$1,IF($CA$1,BX50,366-BX50),BY50)","v":1156},{"$f":"IF(BZ50=SUMIF(EMP!$AQ$51:$AQ$90,CB49,EMP!$BK$51:$BK$90),CB49+1,CB49)","v":1},1382,{"$f":"SUMIF(EMP!$AQ$51:$AQ$90,CB50,EMP!$BJ$51:$BJ$90)","v":1475}]
[50,"2009-02-19",4,"Thursday",1063,1072,1038,1034,1029,1100,1019,1018,1102,1096,1002,1113,1077,1058,1087,1084,1073,1087,1282,1286,1274,1260,1178,1120,26552,1230.6140186812618,"s1","d1","s1d1",null,null,null,null,null,null,null,null,null,1,{"$f":"IF(AQ51>$AQ$28,\"\",\"s\"&AT51&\"d\"&AU51&\"b\"&AV51)","v":"s1d1b1"},{"$f":"SUMIF($AR$22:$AR$27,LEFT(AR51,4),$AP$22:$AP$27)","v":1},1,1,1,null,{"$f":"IF(AQ51>$AQ$28,\"\",COUNTIF(OFFSET($AS$21,$AS51,1,1,24),AV51))","v":7},{"$f":"IF(AQ51>$AQ$28,\"\",AX51/24*SUMIF($AR$13:$AR$18,LEFT($AR51,4),$AK$13:$AK$18))","v":0.10068493150684933},{"$f":"IF(AQ51>$AQ$28,\"\",AY51/SUMIF($AR$51:$AR$90,LEFT(AR51,4)&\"*\",$AY$51:$AY$90))","v":0.29166666666666669},{"$f":"IF(AQ51>$AQ$28,\"\",SUMIF(OFFSET($AS$21,$AS51,1,1,24),$AV51,OFFSET($AS$12,$AS51,1,1,24)))","v":921.60630000000003},{"$f":"IF(AQ51>$AQ$28,\"\",BA51/AY51/8.76)","v":1044.9051020408162},{"$f":"IF(AQ51>$AQ$28,\"\",BA51/SUMIF($AW$51:$AW$90,\"\",$BA$51:$BA$90))","v":9.8840579825164698E-2},{"$f":"IF(AQ51>$AQ$28,\"\",IF(AW51,$AO$5*AY51*8.76-BA51,0))","v":0},{"$f":"IF(AQ51>$AQ$28,\"\",IF(AW51,BD51+BA51,BA51-BC51*SUM($BD$51:$BD$90)))","v":919.84253927330985},{"$f":"IF(AQ51>$AQ$28,\"\",BE51/$AM$19)","v":9.7041065807374594E-2},{"$f":"IF(AQ51>$AQ$28,\"\",BF51/SUMIF($AR$51:$AR$90,LEFT(AR51,4)&\"*\",$BF$51:$BF$90))","v":0.28038143784131125},{"$f":"IF(AQ51>$AQ$28,\"\",BE51/AY51/8.76)","v":1042.9053733257481},{"$f":"IF(AQ51>$AQ$28,\"\",RANK(BH51,$BH$51:$BH$90))","v":8},{"$f":"SUMIF($BI$51:$BI$90,AQ51,$BH$51:$BH$90)","v":1475},{"$f":"SUMIF($BI$51:$BI$90,AQ51,$AY$51:$AY$90)*8760","v":117},null,null,null,null,null,null,null,null,null,null,null,null,3,1,49,{"$f":"OFFSET(EMP!$D$1,IF($CA$1,BX51,366-BX51),BY51)","v":1134},{"$f":"IF(BZ51=SUMIF(EMP!$AQ$51:$AQ$90,CB50,EMP!$BK$51:$BK$90),CB50+1,CB50)","v":1},1381.6,{"$f":"SUMIF(EMP!$AQ$51:$AQ$90,CB51,EMP!$BJ$51:$BJ$90)","v":1475}]
[51,"2009-02-20",5,"Friday",1067,1067,1062,1061,1072,1102,1027,1058,1103,1112,1110,1105,1088,1109,1110,1155,1101,1081,1280.5999999999999,1287,1280.2,1244.9000000000001,1160.7,1138,26981.4,1235.6126168131357,"s1","d1","s1d1",null,null,null,null,null,null,null,null,null,{"$f":"AQ51+1","v":2},"s1d1b2",1,{"$f":"IF(AQ52>$AQ$28,\"\",IF(AU52+AV52=2,AT51+1,AT51))","v":1},{"$f":"IF(AQ52>$AQ$28,\"\",IF(AND(AU51=2,AV52=1),1,IF(AV52=1,AU51+1,AU51)))","v":1},{"$f":"IF(AQ52>$AQ$28,\"\",IF(SUMIF($AR$22:$AR$27,\"s\"&AT51&\"d\"&AU51,$AQ$22:$AQ$27)=AV51,1,AV51+1))","v":2},null,{"$f":"IF(AQ52>$AQ$28,\"\",COUNTIF(OFFSET($AS$21,$AS52,1,1,24),AV52))","v":12},0.17260273972602741,{"$f":"IF(AQ52>$AQ$28,\"\",AY52/SUMIF($AR$51:$AR$90,LEFT(AR52,4)&\"*\",$AY$51:$AY$90))","v":0.5},1596.4573,1055.8580026455027,0.17121710778031454,0,1593.4020163202142,0.16809989027631819,{"$f":"IF(AQ52>$AQ$28,\"\",BF52/SUMIF($AR$51:$AR$90,LEFT(AR52,4)&\"*\",$BF$51:$BF$90))","v":0.4856922020023709},1053.8373123810941,7,1265.3626074583512,{"$f":"SUMIF($BI$51:$BI$90,AQ52,$AY$51:$AY$90)*8760+BK51","v":585},null,null,null,null,null,null,null,null,null,null,null,null,3,2,50,{"$f":"OFFSET(EMP!$D$1,IF($CA$1,BX52,366-BX52),BY52)","v":1099},{"$f":"IF(BZ52=SUMIF(EMP!$AQ$51:$AQ$90,CB51,EMP!$BK$51:$BK$90),CB51+1,CB51)","v":1},1380,{"$f":"SUMIF(EMP!$AQ$51:$AQ$90,CB52,EMP!$BJ$51:$BJ$90)","v":1475}]
[52,"2009-02-21",6,"Saturday",1093,1100,1057,1031,1066,1063,985,964,975,967,985,944,956,969,987,1022,1036,1040.5,1256.9000000000001,1312.3,1292,1290.0999999999999,1226.0999999999999,1145,25762.899999999998,1237.7413551318223,"s1","d1","s1d1",null,null,null,null,null,null,null,null,null,{"$f":"AQ52+1","v":3},"s1d1b3",1,1,1,3,null,5,7.1917808219178092E-2,0.20833333333333334,768.90970000000016,1220.4915873015875,8.2464150452523449E-2,0,767.43816846725008,8.0962789422803078E-2,0.23392636015631768,1218.155822963889,3,1218.155822963889,1215,null,null,null,null,null,null,null,null,null,null,null,null,3,3,51,{"$f":"OFFSET(EMP!$D$1,IF($CA$1,BX53,366-BX53),BY53)","v":1094},{"$f":"IF(BZ53=SUMIF(EMP!$AQ$51:$AQ$90,CB52,EMP!$BK$51:$BK$90),CB52+1,CB52)","v":1},1379,{"$f":"SUMIF(EMP!$AQ$51:$AQ$90,CB53,EMP!$BJ$51:$BJ$90)","v":1475}]
[53,"2009-02-22",7,"Sunday",1106,1105,1024,1015,1019,1079,958,940,900,869,909,915,933,967,975,971,963,983,1170,1256,1247,1229,1165,1087,24785,1230.96721961864,"s1","d1","s1d1",null,null,null,null,null,null,null,null,null,4,"s2d1b1",3,2,1,1,null,7,9.7488584474885856E-2,0.29166666666666663,835.84100000000001,978.73653395784538,8.9642409217087049E-2,0,834.24137602872565,8.8010359179946776E-2,0.2763062424462065,976.86343797274662,10,1176.3342628715443,1825,null,null,null,null,null,null,null,null,null,null,null,null,3,4,52,{"$f":"OFFSET(EMP!$D$1,IF($CA$1,BX54,366-BX54),BY54)","v":1067},{"$f":"IF(BZ54=SUMIF(EMP!$AQ$51:$AQ$90,CB53,EMP!$BK$51:$BK$90),CB53+1,CB53)","v":1},1379,{"$f":"SUMIF(EMP!$AQ$51:$AQ$90,CB54,EMP!$BJ$51:$BJ$90)","v":1475}]
[54,"2009-02-23",1,"Monday",1069,1045,1034,1008,1039,1100,1015,1049,1093,1141,1151,1137,1108,1148,1169,1185,1173,1118.9000000000001,1248.3,1281.5999999999999,1280.0999999999999,1247,1158,1140,27137.899999999998,1232.700497656776,"s1","d1","s1d1",null,null,null,null,null,null,null,null,null,5,"s2d1b2",3,2,1,2,null,12,0.16712328767123288,0.49999999999999994,1470.2720999999999,1004.2842213114753,0.15768397727398623,0,1467.4583082675342,0.1548131470139113,0.48603186410393029,1002.362232423179,9,1093.6968266041702,3229,null,null,null,null,null,null,null,null,null,null,null,null,3,5,53,{"$f":"OFFSET(EMP!$D$1,IF($CA$1,BX55,366-BX55),BY55)","v":1073},{"$f":"IF(BZ55=SUMIF(EMP!$AQ$51:$AQ$90,CB54,EMP!$BK$51:$BK$90),CB54+1,CB54)","v":1},1378,{"$f":"SUMIF(EMP!$AQ$51:$AQ$90,CB55,EMP!$BJ$51:$BJ$90)","v":1475}]
[55,"2009-02-24",2,"Tuesday",1117,1109,1079,1073,1084,1131,1072,1089,1163,1170,1187,1126,1156,1154,1182,1152,1195,1172,1161,1243.8,1239.3,1249,1186,1120,27610.1,1225.5304478910982,"s1","d1","s1d1",null,null,null,null,null,null,null,null,null,6,"s2d1b3",3,2,1,3,null,5,6.9634703196347042E-2,0.20833333333333331,718.93979999999999,1178.5898360655735,7.7104970627249345E-2,0,717.56390035164202,7.5701180041131147E-2,0.23766189344986333,1176.3342628715443,4,1072.8186159323079,4048,null,null,null,null,null,null,null,null,null,null,null,null,3,6,54,{"$f":"OFFSET(EMP!$D$1,IF($CA$1,BX56,366-BX56),BY56)","v":1078},{"$f":"IF(BZ56=SUMIF(EMP!$AQ$51:$AQ$90,CB55,EMP!$BK$51:$BK$90),CB55+1,CB55)","v":1},1377,{"$f":"SUMIF(EMP!$AQ$51:$AQ$90,CB56,EMP!$BJ$51:$BJ$90)","v":1475}]
[56,"2009-02-25",3,"Wednesday",1113,1109,1099,1093,1088,1155,1074,1095,1177,1186,1164,1178,1191,1129,1210,1123,1163,1122.0999999999999,1252.9000000000001,1268.8,1295.8,1255.5999999999999,1190,1127,27859.199999999997,1228.2674031019883,"s1","d1","s1d1",null,null,null,null,null,null,null,null,null,7,"s3d1b1",5,3,1,1,null,7,9.3493150684931511E-2,0.29166666666666669,880.32319999999993,1074.8757020757018,9.4413043315290296E-2,0,878.63844644856022,9.2694138031563567E-2,0.2763923564328864,1072.8186159323079,6,1053.8373123810941,5560,null,null,null,null,null,null,null,null,null,null,null,null,3,7,55,{"$f":"OFFSET(EMP!$D$1,IF($CA$1,BX57,366-BX57),BY57)","v":1001},{"$f":"IF(BZ57=SUMIF(EMP!$AQ$51:$AQ$90,CB56,EMP!$BK$51:$BK$90),CB56+1,CB56)","v":1},1376.9,{"$f":"SUMIF(EMP!$AQ$51:$AQ$90,CB57,EMP!$BJ$51:$BJ$90)","v":1475}]
[57,"2009-02-26",4,"Thursday",1093,1086,1062,1056,1031,1096,1022,1050,1091,1081,1121,1134,1106,1158,1148,1153,1106,1110,1275,1331,1311,1300,1236,1181,27338,1232.9406627917895,"s1","d1","s1d1",null,null,null,null,null,null,null,null,null,8,"s3d1b2",5,3,1,2,null,12,0.16027397260273973,0.5,1538.4947,1095.7939458689459,0.16500072558742579,0,1535.5503445522552,0.16199668494778849,0.48303642968003874,1093.6968266041702,5,1042.9053733257481,6442,null,null,null,null,null,null,null,null,null,null,null,null,3,8,56,{"$f":"OFFSET(EMP!$D$1,IF($CA$1,BX58,366-BX58),BY58)","v":982},{"$f":"IF(BZ58=SUMIF(EMP!$AQ$51:$AQ$90,CB57,EMP!$BK$51:$BK$90),CB57+1,CB57)","v":1},1376.7,{"$f":"SUMIF(EMP!$AQ$51:$AQ$90,CB58,EMP!$BJ$51:$BJ$90)","v":1475}]
[58,"2009-02-27",5,"Friday",1045,1071,1062,1064,1078,1098,1041,1077,1128,1143,1136,1146,1127,1182,1150,1067,1107,1065,1280,1307,1301,1258,1226,1152,27311,1237.6465965126106,"s1","d1","s1d1",null,null,null,null,null,null,null,null,null,9,"s3d1b3",5,3,1,3,null,4,5.3424657534246578E-2,0.16666666666666666,593.3252,1267.788888888889,6.3633035920958661E-2,0,592.18970029050843,6.2474518434144484E-2,0.18628448069869522,1265.3626074583512,2,1002.362232423179,7906,null,null,null,null,null,null,null,null,null,null,null,null,3,9,57,{"$f":"OFFSET(EMP!$D$1,IF($CA$1,BX59,366-BX59),BY59)","v":988},{"$f":"IF(BZ59=SUMIF(EMP!$AQ$51:$AQ$90,CB58,EMP!$BK$51:$BK$90),CB58+1,CB58)","v":1},1376.2,{"$f":"SUMIF(EMP!$AQ$51:$AQ$90,CB59,EMP!$BJ$51:$BJ$90)","v":1475}]
[59,"2009-02-28",6,"Saturday",1099,1051,1057,1061,1040,1049,989,994,1018,990,980,1002,1007,1003,1005,1021,1029,1037,1244,1260,1255,1232,1180,1128,25731,1238.2819368613495,"s1","d1","s1d1",null,null,null,null,null,null,null,null,null,10,"s3d1b4",5,3,1,4,1,1,1.3356164383561644E-2,4.1666666666666664E-2,154.73050000000001,1322.482905982906,1.6594561405057287E-2,17.844500000000011,172.57500000000002,1.820622684501845E-2,5.4286733188379628E-2,1475,1,976.86343797274662,8760,null,null,null,null,null,null,null,null,null,null,null,null,3,10,58,{"$f":"OFFSET(EMP!$D$1,IF($CA$1,BX60,366-BX60),BY60)","v":1033},{"$f":"IF(BZ60=SUMIF(EMP!$AQ$51:$AQ$90,CB59,EMP!$BK$51:$BK$90),CB59+1,CB59)","v":1},1376.2,{"$f":"SUMIF(EMP!$AQ$51:$AQ$90,CB60,EMP!$BJ$51:$BJ$90)","v":1475}]
[60,"2009-03-01",7,"Sunday",1050,1046,1011,1017,1033,1075,1030,1065,1120,1167,925,911,1001,1022,1090,1191,1097,1086,1244,1279,1180,1247,1167,1123,26177,1238.8537431752147,"s1","d1","s1d1",null,null,null,null,null,null,null,null,null,11,"",0,"","","",null,"","","","","","","","","","","","",0,8760,null,null,null,null,null,null,null,null,null,null,null,null,3,11,59,{"$f":"OFFSET(EMP!$D$1,IF($CA$1,BX61,366-BX61),BY61)","v":972},{"$f":"IF(BZ61=SUMIF(EMP!$AQ$51:$AQ$90,CB60,EMP!$BK$51:$BK$90),CB60+1,CB60)","v":1},1376,{"$f":"SUMIF(EMP!$AQ$51:$AQ$90,CB61,EMP!$BJ$51:$BJ$90)","v":1475}]
[61,"2009-03-02",1,"Monday",1050,1046,1011,1017,1033,1075,1030,1065,1120,1167,925,911,1001,1022,1090,1191,1097,1086,1244,1279,1180,1247,1167,1123,26177,1239.3683688576934,"s1","d1","s1d1",null,null,null,null,null,null,null,null,null,12,"",0,"","","",null,"","","","","","","","","","","","",0,8760,null,null,null,null,null,null,null,null,null,null,null,null,3,12,60,{"$f":"OFFSET(EMP!$D$1,IF($CA$1,BX62,366-BX62),BY62)","v":999},{"$f":"IF(BZ62=SUMIF(EMP!$AQ$51:$AQ$90,CB61,EMP!$BK$51:$BK$90),CB61+1,CB61)","v":1},1375.6,{"$f":"SUMIF(EMP!$AQ$51:$AQ$90,CB62,EMP!$BJ$51:$BJ$90)","v":1475}]
[62,"2009-03-03",2,"Tuesday",1089,1058,1042,1036,1049,1116,1025,1050,1093,1140,1166,1125,1081,1134,1153,1161,1172,1139,1318,1277,1307,1292,1241,1155,27419,1247.2315319719241,"s1","d1","s1d1",null,null,null,null,null,null,null,null,null,13,"",0,"","","",null,"","","","","","","","","","","","",0,8760,null,null,null,null,null,null,null,null,null,null,null,null,3,13,61,{"$f":"OFFSET(EMP!$D$1,IF($CA$1,BX63,366-BX63),BY63)","v":996},{"$f":"IF(BZ63=SUMIF(EMP!$AQ$51:$AQ$90,CB62,EMP!$BK$51:$BK$90),CB62+1,CB62)","v":1},1375.3,{"$f":"SUMIF(EMP!$AQ$51:$AQ$90,CB63,EMP!$BJ$51:$BJ$90)","v":1475}]
[63,"2009-03-04",3,"Wednesday",1108,1095,1074,1052,1084,1115,1019,1046,1089,1137,1133.5999999999999,1081,1094,1095,1118,1166,1164,1148,1230,1302,1281,1266,1201,1107,27205.599999999999,1245.5083787747317,"s1","d1","s1d1",null,null,null,null,null,null,null,null,null,14,"",0,"","","",null,"","","","","","","","","","","","",0,8760,null,null,null,null,null,null,null,null,null,null,null,null,3,14,62,{"$f":"OFFSET(EMP!$D$1,IF($CA$1,BX64,366-BX64),BY64)","v":999},{"$f":"IF(BZ64=SUMIF(EMP!$AQ$51:$AQ$90,CB63,EMP!$BK$51:$BK$90),CB63+1,CB63)","v":1},1374.9,{"$f":"SUMIF(EMP!$AQ$51:$AQ$90,CB64,EMP!$BJ$51:$BJ$90)","v":1475}]
[64,"2009-03-05",4,"Thursday",1072,1062,1048,1030,1053,1084,1041,1032,1075,1105,1108,1113,1123,1120.8,1118,1108,1095,1091,1266,1289,1280,1258,1221,1142,26934.799999999999,1247.5575408972584,"s1","d1","s1d1",null,null,null,null,null,null,null,null,null,15,"",0,"","","",null,"","","","","","","","","","","","",0,8760,null,null,null,null,null,null,null,null,null,null,null,null,3,15,63,{"$f":"OFFSET(EMP!$D$1,IF($CA$1,BX65,366-BX65),BY65)","v":1000},{"$f":"IF(BZ65=SUMIF(EMP!$AQ$51:$AQ$90,CB64,EMP!$BK$51:$BK$90),CB64+1,CB64)","v":1},1374.3,{"$f":"SUMIF(EMP!$AQ$51:$AQ$90,CB65,EMP!$BJ$51:$BJ$90)","v":1475}]
[65,"2009-03-06",5,{"$f":"VLOOKUP(C66,weekdays,2,FALSE)","v":"Friday"},1068,1041,1037,1015,1033,1059,952,954,988,1006,1031,1023,999,1020,1022,983,999,1074,1198,1252,1207,1202,1150,1109,{"$f":"SUM(E66:AB66)","v":25422},1242.6017868075326,"s1","d1","s1d1",null,null,null,null,null,null,null,null,null,16,"",0,"","","",null,"","","","","","","","","","","","",0,8760,null,null,null,null,null,null,null,null,null,null,null,null,3,16,64,{"$f":"OFFSET(EMP!$D$1,IF($CA$1,BX66,366-BX66),BY66)","v":993},{"$f":"IF(BZ66=SUMIF(EMP!$AQ$51:$AQ$90,CB65,EMP!$BK$51:$BK$90),CB65+1,CB65)","v":1},1373.9,{"$f":"SUMIF(EMP!$AQ$51:$AQ$90,CB66,EMP!$BJ$51:$BJ$90)","v":1475}]
[66,"2009-03-07",{"$f":"WEEKDAY(B67,2)","v":6},"Saturday",1066,1066,1048,1020,1027,1043,956,937,959,957,1002,1013,1032,1028,1039,1023,1018,1016,1260,1184,1183,1317,1267,1179,25640,1244.3416081267794,{"$f":"IF(AND(A67>$AJ$6,A67<$AJ$7),\"s2\",IF(A67<=$AJ$6,\"s1\",\"s3\"))","v":"s1"},"d1",{"$f":"AE67&AF67","v":"s1d1"},null,null,null,null,null,null,null,null,null,17,"",0,"","","",null,"","","","","","","","","","","","",0,8760,null,null,null,null,null,null,null,null,null,null,null,null,{"$f":"ROUNDDOWN((BZ67-1)/24,0)+1","v":3},17,65,{"$f":"OFFSET(EMP!$D$1,IF($CA$1,BX67,366-BX67),BY67)","v":885},{"$f":"IF(BZ67=SUMIF(EMP!$AQ$51:$AQ$90,CB66,EMP!$BK$51:$BK$90),CB66+1,CB66)","v":1},1372.8,{"$f":"SUMIF(EMP!$AQ$51:$AQ$90,CB67,EMP!$BJ$51:$BJ$90)","v":1475}]
[{"$f":"A67+1","v":67},"2009-03-08",7,"Sunday",1141,1118,1064,1054,1070,1065,1009,988,887,873,930,960,964,991,966,978,1056,1074,928,1066,1069,993,960,907,24111,1212.7074473141015,"s1","d1","s1d1",null,null,null,null,null,null,null,null,null,18,"",0,"","","",null,"","","","","","","","","","","","",0,8760,null,null,null,null,null,null,null,null,null,null,null,null,3,18,{"$f":"BZ67+1","v":66},{"$f":"OFFSET(EMP!$D$1,IF($CA$1,BX68,366-BX68),BY68)","v":1033},{"$f":"IF(BZ68=SUMIF(EMP!$AQ$51:$AQ$90,CB67,EMP!$BK$51:$BK$90),CB67+1,CB67)","v":1},1371.9,{"$f":"SUMIF(EMP!$AQ$51:$AQ$90,CB68,EMP!$BJ$51:$BJ$90)","v":1475}]
[68,"2009-03-09",1,"Monday",869,839,826,818,837,881,857,887,970,1066,1148,1045,1092,1122,1129,1127,1100,1105,1277,1303,1231,1267,1217,1168,25181,1219.1367025826914,"s1","d1","s1d1",null,null,null,null,null,null,null,null,null,19,"",0,"","","",null,"","","","","","","","","","","","",0,8760,null,null,null,null,null,null,null,null,null,null,null,null,3,19,67,{"$f":"OFFSET(EMP!$D$1,IF($CA$1,BX69,366-BX69),BY69)","v":1131},{"$f":"IF(BZ69=SUMIF(EMP!$AQ$51:$AQ$90,CB68,EMP!$BK$51:$BK$90),CB68+1,CB68)","v":1},1371,{"$f":"SUMIF(EMP!$AQ$51:$AQ$90,CB69,EMP!$BJ$51:$BJ$90)","v":1475}]
[69,"2009-03-10",2,"Tuesday",1119,1083,1066,1055,1082,1114,1049,1076,1144,1141,1164,1176,1169,1094,1135,1159,1147,1113,1334,1283,1250,1263,1194,1146,27556,1230.6230323244224,"s1","d1","s1d1",null,null,null,null,null,null,null,null,null,20,"",0,"","","",null,"","","","","","","","","","","","",0,8760,null,null,null,null,null,null,null,null,null,null,null,null,3,20,68,{"$f":"OFFSET(EMP!$D$1,IF($CA$1,BX70,366-BX70),BY70)","v":1195},{"$f":"IF(BZ70=SUMIF(EMP!$AQ$51:$AQ$90,CB69,EMP!$BK$51:$BK$90),CB69+1,CB69)","v":1},1371,{"$f":"SUMIF(EMP!$AQ$51:$AQ$90,CB70,EMP!$BJ$51:$BJ$90)","v":1475}]
[70,"2009-03-11",3,"Wednesday",1118,1081,1087,1050,1064,1130,1047,1091,1127,1169,1160,1154,1149,1130,1124,1055,1088,1052.5,1231.5,1245.5,1256,1216,1143,1098,27066.5,1230.7107290919803,"s1","d1","s1d1",null,null,null,null,null,null,null,null,null,21,"",0,"","","",null,"","","","","","","","","","","","",0,8760,null,null,null,null,null,null,null,null,null,null,null,null,3,21,69,{"$f":"OFFSET(EMP!$D$1,IF($CA$1,BX71,366-BX71),BY71)","v":1212},{"$f":"IF(BZ71=SUMIF(EMP!$AQ$51:$AQ$90,CB70,EMP!$BK$51:$BK$90),CB70+1,CB70)","v":1},1370,{"$f":"SUMIF(EMP!$AQ$51:$AQ$90,CB71,EMP!$BJ$51:$BJ$90)","v":1475}]
[71,"2009-03-12",4,"Thursday",1009,1013,1000,1012,1026,1016,1006,1025,1106,1157,1103,1085,1140,1142,1154,1159,1153,1117,1272,1295,1285,1220,1169,1131,26795,1234.8396561827824,"s1","d1","s1d1",null,null,null,null,null,null,null,null,null,22,"",0,"","","",null,"","","","","","","","","","","","",0,8760,null,null,null,null,null,null,null,null,null,null,null,null,3,22,70,{"$f":"OFFSET(EMP!$D$1,IF($CA$1,BX72,366-BX72),BY72)","v":1163},{"$f":"IF(BZ72=SUMIF(EMP!$AQ$51:$AQ$90,CB71,EMP!$BK$51:$BK$90),CB71+1,CB71)","v":1},1370,{"$f":"SUMIF(EMP!$AQ$51:$AQ$90,CB72,EMP!$BJ$51:$BJ$90)","v":1475}]
[72,"2009-03-13",5,"Friday",1084,1060,1052,1027,1048,1092,1031,1054,1101,1154,1123,1148,1128,1140,1099,1138,1142,1155,1225,1249,1237,1171,1128,1122,26908,1233.8556905645041,"s1","d1","s1d1",null,null,null,null,null,null,null,null,null,23,"",0,"","","",null,"","","","","","","","","","","","",0,8760,null,null,null,null,null,null,null,null,null,null,null,null,3,23,71,{"$f":"OFFSET(EMP!$D$1,IF($CA$1,BX73,366-BX73),BY73)","v":1130},{"$f":"IF(BZ73=SUMIF(EMP!$AQ$51:$AQ$90,CB72,EMP!$BK$51:$BK$90),CB72+1,CB72)","v":1},1369,{"$f":"SUMIF(EMP!$AQ$51:$AQ$90,CB73,EMP!$BJ$51:$BJ$90)","v":1475}]
[73,"2009-03-14",6,"Saturday",1081,1050,1036,1035,1046,1033,917,958,1000,1008,1032,1038,1047,1014,1010,1007,992,983,1191,1196,1221,1171,1149,1106,25321,1229.5701215080537,"s1","d1","s1d1",null,null,null,null,null,null,null,null,null,24,"",0,"","","",null,"","","","","","","","","","","","",0,8760,null,null,null,null,null,null,null,null,null,null,null,null,3,24,72,{"$f":"OFFSET(EMP!$D$1,IF($CA$1,BX74,366-BX74),BY74)","v":1051},{"$f":"IF(BZ74=SUMIF(EMP!$AQ$51:$AQ$90,CB73,EMP!$BK$51:$BK$90),CB73+1,CB73)","v":1},1369,{"$f":"SUMIF(EMP!$AQ$51:$AQ$90,CB74,EMP!$BJ$51:$BJ$90)","v":1475}]
[74,"2009-03-15",7,"Sunday",1068,1030,1028,989,1034,1044,970,948,921,899,856,881,887,945,999,998,991,1024,1210,1248,1241,1218,1102,1046,24577,1227.6131093572483,"s1","d1","s1d1",null,null,null,null,null,null,null,null,null,25,"",0,"","","",null,"","","","","","","","","","","","",0,8760,null,null,null,null,null,null,null,null,null,null,null,null,4,1,73,{"$f":"OFFSET(EMP!$D$1,IF($CA$1,BX75,366-BX75),BY75)","v":1019},{"$f":"IF(BZ75=SUMIF(EMP!$AQ$51:$AQ$90,CB74,EMP!$BK$51:$BK$90),CB74+1,CB74)","v":1},1368.8,{"$f":"SUMIF(EMP!$AQ$51:$AQ$90,CB75,EMP!$BJ$51:$BJ$90)","v":1475}]
[75,"2009-03-16",1,"Monday",1000,997,977,970,1016,1052,1011,1048,1096,1141.5,1146.2,1131,1110,1129,1189,1166,1150,1112,1219,1210,1276,1254,1213,1140,26753.7,1226.7517984215235,"s1","d1","s1d1",null,null,null,null,null,null,null,null,null,{"$f":"AQ75+1","v":26},"",0,"","","",null,"","","","","","","","","","","","",0,8760,null,null,null,null,null,null,null,null,null,null,null,null,4,2,74,{"$f":"OFFSET(EMP!$D$1,IF($CA$1,BX76,366-BX76),BY76)","v":1012},{"$f":"IF(BZ76=SUMIF(EMP!$AQ$51:$AQ$90,CB75,EMP!$BK$51:$BK$90),CB75+1,CB75)","v":1},1368.7,{"$f":"SUMIF(EMP!$AQ$51:$AQ$90,CB76,EMP!$BJ$51:$BJ$90)","v":1475}]
[76,"2009-03-17",2,"Tuesday",1107,1091,1053,1054,1082,1152,1041,1107,1153,1161,1161,1172,1165,1181,1178,1187,1173,1112,1293,1318,1313,1266,1219,1160,27899,{"$f":"AD76*(1-$AH$1)+W77*$AH$1","v":1233.3766185793711},"s1","d1","s1d1",null,null,null,null,null,null,null,null,null,27,"",0,"","","",null,"","","","","","","","","","","","",0,8760,null,null,null,null,null,null,null,null,null,null,null,null,4,3,75,{"$f":"OFFSET(EMP!$D$1,IF($CA$1,BX77,366-BX77),BY77)","v":963},{"$f":"IF(BZ77=SUMIF(EMP!$AQ$51:$AQ$90,CB76,EMP!$BK$51:$BK$90),CB76+1,CB76)","v":1},1368,{"$f":"SUMIF(EMP!$AQ$51:$AQ$90,CB77,EMP!$BJ$51:$BJ$90)","v":1475}]
[77,"2009-03-18",3,"Wednesday",1127,1109,1054,1056,1103,1110,1044,1081,1139,1148,1148,1152,1119,1135,1126,1129,1131,1108,1278,1297,1304,1271,1215,1148,27532,1237.838956721434,"s1","d1","s1d1",null,null,null,null,null,null,null,null,null,28,"",0,"","","",null,"","","","","","","","","","","","",0,8760,null,null,null,null,null,null,null,null,null,null,null,null,4,4,76,{"$f":"OFFSET(EMP!$D$1,IF($CA$1,BX78,366-BX78),BY78)","v":950},{"$f":"IF(BZ78=SUMIF(EMP!$AQ$51:$AQ$90,CB77,EMP!$BK$51:$BK$90),CB77+1,CB77)","v":1},1368,{"$f":"SUMIF(EMP!$AQ$51:$AQ$90,CB78,EMP!$BJ$51:$BJ$90)","v":1475}]
[78,"2009-03-19",4,"Thursday",1082,1067,1071,1047,1078,1112,1048,1079,1135,1155,1173,1197,1160,1158,1157,1167,1148,1110,1298,1299,1299,1288,1201,1145,27674,1243.8550610492905,"s1","d1","s1d1",null,null,null,null,null,null,null,null,null,29,"",0,"","","",null,"","","","","","","","","","","","",0,8760,null,null,null,null,null,null,null,null,null,null,null,null,4,5,77,{"$f":"OFFSET(EMP!$D$1,IF($CA$1,BX79,366-BX79),BY79)","v":953},{"$f":"IF(BZ79=SUMIF(EMP!$AQ$51:$AQ$90,CB78,EMP!$BK$51:$BK$90),CB78+1,CB78)","v":1},1368,{"$f":"SUMIF(EMP!$AQ$51:$AQ$90,CB79,EMP!$BJ$51:$BJ$90)","v":1475}]
[79,"2009-03-20",5,"Friday",1125,1072,1049,1035,1064,1093,1023,1050,1108,1151,1150,1170,1162,1148,1191,1186,1169,1141,1275,1293,1286,1267,123,1175,26506,1246.9695549443616,"s1","d1","s1d1",null,null,null,null,null,null,null,null,null,30,"",0,"","","",null,"","","","","","","","","","","","",0,8760,null,null,null,null,null,null,null,null,null,null,null,null,4,6,78,{"$f":"OFFSET(EMP!$D$1,IF($CA$1,BX80,366-BX80),BY80)","v":987},{"$f":"IF(BZ80=SUMIF(EMP!$AQ$51:$AQ$90,CB79,EMP!$BK$51:$BK$90),CB79+1,CB79)","v":1},1366.9,{"$f":"SUMIF(EMP!$AQ$51:$AQ$90,CB80,EMP!$BJ$51:$BJ$90)","v":1475}]
[80,"2009-03-21",6,"Saturday",1141,1116,1087,1082,1068,1032,953,992,956,963,965,960,971,984,982,1012,1051,1082,1271,1306,1318,1285,1235,1177,25989,1249.3725994499252,"s1","d1","s1d1",null,null,null,null,null,null,null,null,null,31,"",0,"","","",null,"","","","","","","","","","","","",0,8760,null,null,null,null,null,null,null,null,null,null,null,null,4,7,79,{"$f":"OFFSET(EMP!$D$1,IF($CA$1,BX81,366-BX81),BY81)","v":918},{"$f":"IF(BZ81=SUMIF(EMP!$AQ$51:$AQ$90,CB80,EMP!$BK$51:$BK$90),CB80+1,CB80)","v":1},1365.8,{"$f":"SUMIF(EMP!$AQ$51:$AQ$90,CB81,EMP!$BJ$51:$BJ$90)","v":1475}]
[81,"2009-03-22",7,"Sunday",1125,1123,1109,1070,1069,1077,913,970,959,930,946,972,987,1016,993,1018,1019,1023,1225,1274,1281,1238,1199,1127,25663,1246.9353395049327,"s1","d1","s1d1",null,null,null,null,null,null,null,null,null,{"$f":"AQ81+1","v":32},"",0,"","","",null,"","","","","","","","","","","","",0,8760,null,null,null,null,null,null,null,null,null,null,null,null,4,8,80,{"$f":"OFFSET(EMP!$D$1,IF($CA$1,BX82,366-BX82),BY82)","v":924},{"$f":"IF(BZ82=SUMIF(EMP!$AQ$51:$AQ$90,CB81,EMP!$BK$51:$BK$90),CB81+1,CB81)","v":1},1365,{"$f":"SUMIF(EMP!$AQ$51:$AQ$90,CB82,EMP!$BJ$51:$BJ$90)","v":1475}]
[82,"2009-03-23",1,"Monday",1095,1067,1033,1037,1076,1101,1047,1069,1166,1193,1190,1199,1181,1211,1187,1190,1170,1121,1305,1312,1300,1243,1216,1152,27861,1252.7418055544395,"s1","d1","s1d1",null,null,null,null,null,null,null,null,null,33,"",0,"","","",null,"","","","","","","","","","","","",0,8760,null,null,null,null,null,null,null,null,null,null,null,null,4,9,81,{"$f":"OFFSET(EMP!$D$1,IF($CA$1,BX83,366-BX83),BY83)","v":924},{"$f":"IF(BZ83=SUMIF(EMP!$AQ$51:$AQ$90,CB82,EMP!$BK$51:$BK$90),CB82+1,CB82)","v":1},1364,{"$f":"SUMIF(EMP!$AQ$51:$AQ$90,CB83,EMP!$BJ$51:$BJ$90)","v":1475}]
[83,"2009-03-24",2,"Tuesday",1136,1100,1068,1078,1084,1106,1061,1097,1164,1168,1189,1157,1075,1167,1192,1190,1148,1111,1315,1317,1306,1279,1224,1171,27903,1258.9676249989955,"s1","d1","s1d1",null,null,null,null,null,null,null,null,null,34,"",0,"","","",null,"","","","","","","","","","","","",0,8760,null,null,null,null,null,null,null,null,null,null,null,null,4,10,82,{"$f":"OFFSET(EMP!$D$1,IF($CA$1,BX84,366-BX84),BY84)","v":889},{"$f":"IF(BZ84=SUMIF(EMP!$AQ$51:$AQ$90,CB83,EMP!$BK$51:$BK$90),CB83+1,CB83)","v":1},1364,{"$f":"SUMIF(EMP!$AQ$51:$AQ$90,CB84,EMP!$BJ$51:$BJ$90)","v":1475}]
[84,"2009-03-25",3,"Wednesday",1120,1096,1096,1143,1040,1117,991,1019,1088,1098,1100,1119,1134,1152,1171,1107,1120,1146,1271,1291,1239,1204,1141,1095,27098,1260.1708624990958,"s1","d1","s1d1",null,null,null,null,null,null,null,null,null,35,"",0,"","","",null,"","","","","","","","","","","","",0,8760,null,null,null,null,null,null,null,null,null,null,null,null,4,11,83,{"$f":"OFFSET(EMP!$D$1,IF($CA$1,BX85,366-BX85),BY85)","v":881},{"$f":"IF(BZ85=SUMIF(EMP!$AQ$51:$AQ$90,CB84,EMP!$BK$51:$BK$90),CB84+1,CB84)","v":1},1364,{"$f":"SUMIF(EMP!$AQ$51:$AQ$90,CB85,EMP!$BJ$51:$BJ$90)","v":1475}]
[85,"2009-03-26",4,"Thursday",1071,1038,1032,1037,1062,1102,1046,1051,1115,1140,1142,1144,1136,1164,1193,1185,1183,1163,1322,1326,1309,1300,1217,1171,27649,1266.3537762491862,"s1","d1","s1d1",null,null,null,null,null,null,null,null,null,36,"",0,"","","",null,"","","","","","","","","","","","",0,8760,null,null,null,null,null,null,null,null,null,null,null,null,4,12,84,{"$f":"OFFSET(EMP!$D$1,IF($CA$1,BX86,366-BX86),BY86)","v":878},{"$f":"IF(BZ86=SUMIF(EMP!$AQ$51:$AQ$90,CB85,EMP!$BK$51:$BK$90),CB85+1,CB85)","v":1},1363.7,{"$f":"SUMIF(EMP!$AQ$51:$AQ$90,CB86,EMP!$BJ$51:$BJ$90)","v":1475}]
[86,"2009-03-27",5,"Friday",1143,1092,1082,1068,1079,1109,1059,1100,1163,1215,1199.9000000000001,1192,1172,1168,1194,1191,1171,1167,1300,1314,1293,1272,1227,1169,28139.9,1269.7183986242676,"s1","d1","s1d1",null,null,null,null,null,null,null,null,null,37,"",0,"","","",null,"","","","","","","","","","","","",0,8760,null,null,null,null,null,null,null,null,null,null,null,null,4,13,85,{"$f":"OFFSET(EMP!$D$1,IF($CA$1,BX87,366-BX87),BY87)","v":900},{"$f":"IF(BZ87=SUMIF(EMP!$AQ$51:$AQ$90,CB86,EMP!$BK$51:$BK$90),CB86+1,CB86)","v":1},1363.4,{"$f":"SUMIF(EMP!$AQ$51:$AQ$90,CB87,EMP!$BJ$51:$BJ$90)","v":1475}]
[87,"2009-03-28",6,"Saturday",1103,1134,1114,1095,1096,1096,975,991,997,970,1042,1058,937,981,1043,1074,1027,1095,1281,1304,1314,1277,1136,1065,26205,1270.8465587618407,"s1","d1","s1d1",null,null,null,null,null,null,null,null,null,38,"",0,"","","",null,"","","","","","","","","","","","",0,8760,null,null,null,null,null,null,null,null,null,null,null,null,4,14,86,{"$f":"OFFSET(EMP!$D$1,IF($CA$1,BX88,366-BX88),BY88)","v":922},{"$f":"IF(BZ88=SUMIF(EMP!$AQ$51:$AQ$90,CB87,EMP!$BK$51:$BK$90),CB87+1,CB87)","v":1},1363.1,{"$f":"SUMIF(EMP!$AQ$51:$AQ$90,CB88,EMP!$BJ$51:$BJ$90)","v":1475}]
[88,"2009-03-29",7,"Sunday",1078,1059,1022,1025,1013,1015,924,942,925,906,887,913,954,970,977,983,1002,1020,1224,1236,1201,1190,1131,1051,24648,1266.1619028856567,"s1","d1","s1d1",null,null,null,null,null,null,null,null,null,39,"",0,"","","",null,"","","","","","","","","","","","",0,8760,null,null,null,null,null,null,null,null,null,null,null,null,4,15,87,{"$f":"OFFSET(EMP!$D$1,IF($CA$1,BX89,366-BX89),BY89)","v":946},{"$f":"IF(BZ89=SUMIF(EMP!$AQ$51:$AQ$90,CB88,EMP!$BK$51:$BK$90),CB88+1,CB88)","v":1},1363,{"$f":"SUMIF(EMP!$AQ$51:$AQ$90,CB89,EMP!$BJ$51:$BJ$90)","v":1475}]
[89,"2009-03-30",1,"Monday",1041,1010,1006,1015,1015,1085,1013,1044,1117,1146,1160,1177,1120,1153,1173,1179,1159,1137,1274,1265,1287,1244,1214,1156,27190,1266.9457125970912,"s1","d1","s1d1",null,null,null,null,null,null,null,null,null,{"$f":"AQ89+1","v":40},"",0,"","","",null,"","","","","","","","","","","","",0,8760,null,null,null,null,null,null,null,null,null,null,null,null,4,16,88,{"$f":"OFFSET(EMP!$D$1,IF($CA$1,BX90,366-BX90),BY90)","v":935},{"$f":"IF(BZ90=SUMIF(EMP!$AQ$51:$AQ$90,CB89,EMP!$BK$51:$BK$90),CB89+1,CB89)","v":1},1363,{"$f":"SUMIF(EMP!$AQ$51:$AQ$90,CB90,EMP!$BJ$51:$BJ$90)","v":1475}]
[90,"2009-03-31",2,"Tuesday",1101,1067,1028,1002,984,1014,1021,1048,1092,1113,1136,1067,1077,1146,1150,1177,1175,1185,1293,1277,1299,1277,1231,1155,27115,1269.551141337382,"s1","d1","s1d1",null,null,null,null,null,null,null,null,null,null,null,null,null,null,null,null,null,null,null,null,null,null,null,null,null,null,null,null,null,null,null,null,null,null,null,null,null,null,null,null,null,null,4,{"$f":"BY67","v":17},89,{"$f":"OFFSET(EMP!$D$1,IF($CA$1,BX91,366-BX91),BY91)","v":933},{"$f":"IF(BZ91=SUMIF(EMP!$AQ$51:$AQ$90,CB90,EMP!$BK$51:$BK$90),CB90+1,CB90)","v":1},1362.9,{"$f":"SUMIF(EMP!$AQ$51:$AQ$90,CB91,EMP!$BJ$51:$BJ$90)","v":1475}]
[91,"2009-04-01",3,"Wednesday",1113,1082,1088,1061,1091,1118,1031,1084,1110,1141,1158,1170,1127.5,1151,1154,1166,1086,1108,1262,1275,1251,1169,1123,1111,27230.5,1268.7960272036439,"s1","d1","s1d1",null,null,null,null,null,null,null,null,null,null,null,null,null,null,null,null,null,null,null,null,null,null,null,null,null,null,null,null,null,null,null,null,null,null,null,null,null,null,null,null,null,null,4,18,90,{"$f":"OFFSET(EMP!$D$1,IF($CA$1,BX92,366-BX92),BY92)","v":984},{"$f":"IF(BZ92=SUMIF(EMP!$AQ$51:$AQ$90,CB91,EMP!$BK$51:$BK$90),CB91+1,CB91)","v":1},1362.7,{"$f":"SUMIF(EMP!$AQ$51:$AQ$90,CB92,EMP!$BJ$51:$BJ$90)","v":1475}]
[92,"2009-04-02",4,"Thursday",1053,1047,1005,983,1042,1076,1017,1065,1078,1092,1105,1141,1119,1127,1144,1141,1120,1114,1284,1295,1282,1280,1190,1099,26899,1270.3164244832797,"s1","d1","s1d1",null,null,null,null,null,null,null,null,null,null,null,null,null,null,null,null,null,null,null,null,null,null,null,null,null,null,null,null,null,null,null,null,null,null,null,null,null,null,null,null,null,null,4,19,91,{"$f":"OFFSET(EMP!$D$1,IF($CA$1,BX93,366-BX93),BY93)","v":1200},{"$f":"IF(BZ93=SUMIF(EMP!$AQ$51:$AQ$90,CB92,EMP!$BK$51:$BK$90),CB92+1,CB92)","v":1},1362,{"$f":"SUMIF(EMP!$AQ$51:$AQ$90,CB93,EMP!$BJ$51:$BJ$90)","v":1475}]
[93,"2009-04-03",5,"Friday",1088,1089,1071,1055,1061,1107,989,1063,1082,1102,1123,1131,1138,1149,1177,1158,1144,1126,1258,1223,1320,1219,1227,1182,27282,1269.0847820349518,"s1","d1","s1d1",null,null,null,null,null,null,null,null,null,null,null,null,null,null,null,null,null,null,null,null,null,null,null,null,null,null,null,null,null,null,null,null,null,null,null,null,null,null,null,null,null,null,4,20,92,{"$f":"OFFSET(EMP!$D$1,IF($CA$1,BX94,366-BX94),BY94)","v":1191},{"$f":"IF(BZ94=SUMIF(EMP!$AQ$51:$AQ$90,CB93,EMP!$BK$51:$BK$90),CB93+1,CB93)","v":1},1361.6,{"$f":"SUMIF(EMP!$AQ$51:$AQ$90,CB94,EMP!$BJ$51:$BJ$90)","v":1475}]
[94,"2009-04-04",6,"Saturday",1136,1125,1097,1089,1114,1064,992,1005,1041,1054,1047,1062,1073,990,1064,1043,1032,1014,1214,1271,1267,1226,1186,1134,26340,1263.5763038314567,"s1","d1","s1d1",null,null,null,null,null,null,null,null,null,null,null,null,null,null,null,null,null,null,null,null,null,null,null,null,null,null,null,null,null,null,null,null,null,null,null,null,null,null,null,null,null,null,4,21,93,{"$f":"OFFSET(EMP!$D$1,IF($CA$1,BX95,366-BX95),BY95)","v":1167},{"$f":"IF(BZ95=SUMIF(EMP!$AQ$51:$AQ$90,CB94,EMP!$BK$51:$BK$90),CB94+1,CB94)","v":1},1361.4,{"$f":"SUMIF(EMP!$AQ$51:$AQ$90,CB95,EMP!$BJ$51:$BJ$90)","v":1475}]
[95,"2009-04-05",7,"Sunday",1101,1066,1041,1032,1023,1048,952,949,938,910,908,953,948,985,984,1008,1008,1025,1259,1280,1268,1261,1172,1103,25222,1263.1186734483113,"s1","d1","s1d1",null,null,null,null,null,null,null,null,null,null,null,null,null,null,null,null,null,null,null,null,null,null,null,null,null,null,null,null,null,null,null,null,null,null,null,null,null,null,null,null,null,null,4,22,94,{"$f":"OFFSET(EMP!$D$1,IF($CA$1,BX96,366-BX96),BY96)","v":1146},{"$f":"IF(BZ96=SUMIF(EMP!$AQ$51:$AQ$90,CB95,EMP!$BK$51:$BK$90),CB95+1,CB95)","v":1},1361.2,{"$f":"SUMIF(EMP!$AQ$51:$AQ$90,CB96,EMP!$BJ$51:$BJ$90)","v":1475}]
[96,"2009-04-06",1,"Monday",1034,1038,993,1017,1036,1081,1018,1061,1104,1164,1172,1149,1164,1188,1208,1228,1173,1114,1285,1316,1317,1296,1232,1163,27551,1265.3068061034801,"s1","d1","s1d1",null,null,null,null,null,null,null,null,null,null,null,null,null,null,null,null,null,null,null,null,null,null,null,null,null,null,null,null,null,null,null,null,null,null,null,null,null,null,null,null,null,null,4,23,95,{"$f":"OFFSET(EMP!$D$1,IF($CA$1,BX97,366-BX97),BY97)","v":1052},{"$f":"IF(BZ97=SUMIF(EMP!$AQ$51:$AQ$90,CB96,EMP!$BK$51:$BK$90),CB96+1,CB96)","v":1},1361,{"$f":"SUMIF(EMP!$AQ$51:$AQ$90,CB97,EMP!$BJ$51:$BJ$90)","v":1475}]
[97,"2009-04-07",2,"Tuesday",1111,1088,1082,1083,1102,1096,1022,1074,1118,1151,1140,1192,1198,1232,1199.5999999999999,1221,1178,1116,1316,1333,1319,1275,1228,1175,28049.599999999999,1270.3761254931321,"s1","d1","s1d1",null,null,null,null,null,null,null,null,null,null,null,null,null,null,null,null,null,null,null,null,null,null,null,null,null,null,null,null,null,null,null,null,null,null,null,null,null,null,null,null,null,null,4,24,96,{"$f":"OFFSET(EMP!$D$1,IF($CA$1,BX98,366-BX98),BY98)","v":1043},{"$f":"IF(BZ98=SUMIF(EMP!$AQ$51:$AQ$90,CB97,EMP!$BK$51:$BK$90),CB97+1,CB97)","v":1},1361,{"$f":"SUMIF(EMP!$AQ$51:$AQ$90,CB98,EMP!$BJ$51:$BJ$90)","v":1475}]
[98,"2009-04-08",3,"Wednesday",1108,1065,1052,1051,1075,1129,1054,1082,1127,1133,1136,1136,1130,1106,1142,1113,1105,1119,1273,1306,1277,1246,1169,1117,27251,1270.6385129438188,"s1","d1","s1d1",null,null,null,null,null,null,null,null,null,null,null,null,null,null,null,null,null,null,null,null,null,null,null,null,null,null,null,null,null,null,null,null,null,null,null,null,null,null,null,null,null,null,5,1,97,{"$f":"OFFSET(EMP!$D$1,IF($CA$1,BX99,366-BX99),BY99)","v":961},{"$f":"IF(BZ99=SUMIF(EMP!$AQ$51:$AQ$90,CB98,EMP!$BK$51:$BK$90),CB98+1,CB98)","v":1},1361,{"$f":"SUMIF(EMP!$AQ$51:$AQ$90,CB99,EMP!$BJ$51:$BJ$90)","v":1475}]
[99,"2009-04-09",4,"Thursday",1078,1061,1035,1036,1065,1053,1037,1064,1112,1132,1133,1155,1145,1152,1174,1158,1119,1073,1248,1282,1294,1297,1233,1171,27307,1268.3746616494368,"s1","d1","s1d1",null,null,null,null,null,null,null,null,null,null,null,null,null,null,null,null,null,null,null,null,null,null,null,null,null,null,null,null,null,null,null,null,null,null,null,null,null,null,null,null,null,null,5,2,98,{"$f":"OFFSET(EMP!$D$1,IF($CA$1,BX100,366-BX100),BY100)","v":950},{"$f":"IF(BZ100=SUMIF(EMP!$AQ$51:$AQ$90,CB99,EMP!$BK$51:$BK$90),CB99+1,CB99)","v":1},1360.5,{"$f":"SUMIF(EMP!$AQ$51:$AQ$90,CB100,EMP!$BJ$51:$BJ$90)","v":1475}]
[100,"2009-04-10",5,"Friday",1105,1089,1080,1051,1044,1048,979,1014,1009,1005,1034,1042,1036,1025,1040,1036,1055,1078,1223,1257,1256,1211,1175,1120,26012,1263.8371954844931,"s1","d1","s1d1",null,null,null,null,null,null,null,null,null,null,null,null,null,null,null,null,null,null,null,null,null,null,null,null,null,null,null,null,null,null,null,null,null,null,null,null,null,null,null,null,null,null,5,3,99,{"$f":"OFFSET(EMP!$D$1,IF($CA$1,BX101,366-BX101),BY101)","v":927},{"$f":"IF(BZ101=SUMIF(EMP!$AQ$51:$AQ$90,CB100,EMP!$BK$51:$BK$90),CB100+1,CB100)","v":1},1360.4,{"$f":"SUMIF(EMP!$AQ$51:$AQ$90,CB101,EMP!$BJ$51:$BJ$90)","v":1475}]
[101,"2009-04-11",6,"Saturday",1065,1029,1048,1053,1036,999,951,954,996,1018,1037,1057,1045,1094,1086,1082,1115,1097,1292,1267,1253,1246,1194,1174,26188,1266.6534759360438,"s1","d1","s1d1",null,null,null,null,null,null,null,null,null,null,null,null,null,null,null,null,null,null,null,null,null,null,null,null,null,null,null,null,null,null,null,null,null,null,null,null,null,null,null,null,null,null,5,4,100,{"$f":"OFFSET(EMP!$D$1,IF($CA$1,BX102,366-BX102),BY102)","v":930},{"$f":"IF(BZ102=SUMIF(EMP!$AQ$51:$AQ$90,CB101,EMP!$BK$51:$BK$90),CB101+1,CB101)","v":1},1359.9,{"$f":"SUMIF(EMP!$AQ$51:$AQ$90,CB102,EMP!$BJ$51:$BJ$90)","v":1475}]
[102,"2009-04-12",7,"Sunday",1125,1085,1043,1041,1064,1024,993,1007,993,953,951,926,950,962,977,977,964,1003,1159,1208,1218,1218,1113,1062,25016,1255.8881283424396,"s1","d1","s1d1",null,null,null,null,null,null,null,null,null,null,null,null,null,null,null,null,null,null,null,null,null,null,null,null,null,null,null,null,null,null,null,null,null,null,null,null,null,null,null,null,null,null,5,5,101,{"$f":"OFFSET(EMP!$D$1,IF($CA$1,BX103,366-BX103),BY103)","v":931},{"$f":"IF(BZ103=SUMIF(EMP!$AQ$51:$AQ$90,CB102,EMP!$BK$51:$BK$90),CB102+1,CB102)","v":1},1359,{"$f":"SUMIF(EMP!$AQ$51:$AQ$90,CB103,EMP!$BJ$51:$BJ$90)","v":1475}]
[103,"2009-04-13",1,"Monday",1040,1033,1006,977,997,986,909,921,939,797,911,858,832,835,802,752,770,840,1000,992,992,935,880,853,21857,1230.2993155081956,"s1","d1","s1d1",null,null,null,null,null,null,null,null,null,null,null,null,null,null,null,null,null,null,null,null,null,null,null,null,null,null,null,null,null,null,null,null,null,null,null,null,null,null,null,null,null,null,5,6,102,{"$f":"OFFSET(EMP!$D$1,IF($CA$1,BX104,366-BX104),BY104)","v":957},{"$f":"IF(BZ104=SUMIF(EMP!$AQ$51:$AQ$90,CB103,EMP!$BK$51:$BK$90),CB103+1,CB103)","v":1},1359,{"$f":"SUMIF(EMP!$AQ$51:$AQ$90,CB104,EMP!$BJ$51:$BJ$90)","v":1475}]
[104,"2009-04-14",2,"Tuesday",816,797,791,781,819,856,854,912,981,1000,1039,1060,1070,1091,1122,1009,1085,1107,1274,1287.7,1213.0999999999999,1236,1166,1066,24432.799999999999,1234.6693839573761,"s1","d1","s1d1",null,null,null,null,null,null,null,null,null,null,null,null,null,null,null,null,null,null,null,null,null,null,null,null,null,null,null,null,null,null,null,null,null,null,null,null,null,null,null,null,null,null,5,7,103,{"$f":"OFFSET(EMP!$D$1,IF($CA$1,BX105,366-BX105),BY105)","v":948},{"$f":"IF(BZ105=SUMIF(EMP!$AQ$51:$AQ$90,CB104,EMP!$BK$51:$BK$90),CB104+1,CB104)","v":1},1358.9,{"$f":"SUMIF(EMP!$AQ$51:$AQ$90,CB105,EMP!$BJ$51:$BJ$90)","v":1475}]
[105,"2009-04-15",3,"Wednesday",1018,1004,998,999,1007,1004,956,1008,1139,1099,1006,1090,1079,1088,1116,1119,1010,1053,1197,1253,1248,1227,1140,967,25825,1230.9024455616386,"s1","d1","s1d1",null,null,null,null,null,null,null,null,null,null,null,null,null,null,null,null,null,null,null,null,null,null,null,null,null,null,null,null,null,null,null,null,null,null,null,null,null,null,null,null,null,null,5,8,104,{"$f":"OFFSET(EMP!$D$1,IF($CA$1,BX106,366-BX106),BY106)","v":1021},{"$f":"IF(BZ106=SUMIF(EMP!$AQ$51:$AQ$90,CB105,EMP!$BK$51:$BK$90),CB105+1,CB105)","v":1},1358.6,{"$f":"SUMIF(EMP!$AQ$51:$AQ$90,CB106,EMP!$BJ$51:$BJ$90)","v":1475}]
[106,"2009-04-16",4,"Thursday",1072,1060,1038,1033,945,945,941,915,925,894,928,952,972.1,981.2,985,1011,1025,1021,1232,1257,1212,1214,1116,1074,24748.300000000003,1231.0122010054749,"s1","d1","s1d1",null,null,null,null,null,null,null,null,null,null,null,null,null,null,null,null,null,null,null,null,null,null,null,null,null,null,null,null,null,null,null,null,null,null,null,null,null,null,null,null,null,null,5,9,105,{"$f":"OFFSET(EMP!$D$1,IF($CA$1,BX107,366-BX107),BY107)","v":1073},{"$f":"IF(BZ107=SUMIF(EMP!$AQ$51:$AQ$90,CB106,EMP!$BK$51:$BK$90),CB106+1,CB106)","v":1},1358.4,{"$f":"SUMIF(EMP!$AQ$51:$AQ$90,CB107,EMP!$BJ$51:$BJ$90)","v":1475}]
[107,"2009-04-17",5,"Friday",1010,1009,971,974,991,1028,965,1018,1074,1099,1092,1063,1094,1114,1121,1168,1104,1038,1245,1265,1281,1235,1199,1140,26298,1232.4109809049276,"s1","d1","s1d1",null,null,null,null,null,null,null,null,null,null,null,null,null,null,null,null,null,null,null,null,null,null,null,null,null,null,null,null,null,null,null,null,null,null,null,null,null,null,null,null,null,null,5,10,106,{"$f":"OFFSET(EMP!$D$1,IF($CA$1,BX108,366-BX108),BY108)","v":1085},{"$f":"IF(BZ108=SUMIF(EMP!$AQ$51:$AQ$90,CB107,EMP!$BK$51:$BK$90),CB107+1,CB107)","v":1},1358,{"$f":"SUMIF(EMP!$AQ$51:$AQ$90,CB108,EMP!$BJ$51:$BJ$90)","v":1475}]
[108,"2009-04-18",6,"Saturday",1044,1058,1050,1036,1042,1000,951,961,997,994,986,1032,1008,1026,1026,1003,1028,1053,1257,1260,1260,1232,1206,1121,25631,1234.869882814435,"s1","d1","s1d1",null,null,null,null,null,null,null,null,null,null,null,null,null,null,null,null,null,null,null,null,null,null,null,null,null,null,null,null,null,null,null,null,null,null,null,null,null,null,null,null,null,null,5,11,107,{"$f":"OFFSET(EMP!$D$1,IF($CA$1,BX109,366-BX109),BY109)","v":1108},{"$f":"IF(BZ109=SUMIF(EMP!$AQ$51:$AQ$90,CB108,EMP!$BK$51:$BK$90),CB108+1,CB108)","v":1},1357,{"$f":"SUMIF(EMP!$AQ$51:$AQ$90,CB109,EMP!$BJ$51:$BJ$90)","v":1475}]
[109,"2009-04-19",7,"Sunday",938,904,845,824,859,829,860,909,851,895,879,903,935,967,978,1001,993,979,1213,1235,1245,1215,1152,1120,23529,1232.6828945329914,"s1","d1","s1d1",null,null,null,null,null,null,null,null,null,null,null,null,null,null,null,null,null,null,null,null,null,null,null,null,null,null,null,null,null,null,null,null,null,null,null,null,null,null,null,null,null,null,5,12,108,{"$f":"OFFSET(EMP!$D$1,IF($CA$1,BX110,366-BX110),BY110)","v":1131},{"$f":"IF(BZ110=SUMIF(EMP!$AQ$51:$AQ$90,CB109,EMP!$BK$51:$BK$90),CB109+1,CB109)","v":1},1355,{"$f":"SUMIF(EMP!$AQ$51:$AQ$90,CB110,EMP!$BJ$51:$BJ$90)","v":1475}]
[110,"2009-04-20",1,"Monday",1040,1012,992,1002,1007,994,986,1071,1161,1176,1196,1205.7,1196,1198,1194,1218,1172,1165,228,10,214,505,842,880,22664.7,1132.2146050796923,"s1","d1","s1d1",null,null,null,null,null,null,null,null,null,null,null,null,null,null,null,null,null,null,null,null,null,null,null,null,null,null,null,null,null,null,null,null,null,null,null,null,null,null,null,null,null,null,5,13,109,{"$f":"OFFSET(EMP!$D$1,IF($CA$1,BX111,366-BX111),BY111)","v":1112},{"$f":"IF(BZ111=SUMIF(EMP!$AQ$51:$AQ$90,CB110,EMP!$BK$51:$BK$90),CB110+1,CB110)","v":1},1355,{"$f":"SUMIF(EMP!$AQ$51:$AQ$90,CB111,EMP!$BJ$51:$BJ$90)","v":1475}]
[111,"2009-04-21",2,"Tuesday",972,944,833,870,862,935,944,1017,1024,1018,1049,1062,1053,1049,1078,1091,1078,1025,1203,1250,1146,1232,1187,1147,25069,1139.2931445717231,"s1","d1","s1d1",null,null,null,null,null,null,null,null,null,null,null,null,null,null,null,null,null,null,null,null,null,null,null,null,null,null,null,null,null,null,null,null,null,null,null,null,null,null,null,null,null,null,5,14,110,{"$f":"OFFSET(EMP!$D$1,IF($CA$1,BX112,366-BX112),BY112)","v":1125},{"$f":"IF(BZ112=SUMIF(EMP!$AQ$51:$AQ$90,CB111,EMP!$BK$51:$BK$90),CB111+1,CB111)","v":1},1355,{"$f":"SUMIF(EMP!$AQ$51:$AQ$90,CB112,EMP!$BJ$51:$BJ$90)","v":1475}]
[112,"2009-04-22",3,"Wednesday",1075,1060,1008,935,931,947,931,952,1061,1116,1132,1144,1149,1175,1160,1210,1178,1144,1268,1324,1324,1274,1210,1165,26873,1152.1638301145508,"s1","d1","s1d1",null,null,null,null,null,null,null,null,null,null,null,null,null,null,null,null,null,null,null,null,null,null,null,null,null,null,null,null,null,null,null,null,null,null,null,null,null,null,null,null,null,null,5,15,111,{"$f":"OFFSET(EMP!$D$1,IF($CA$1,BX113,366-BX113),BY113)","v":1145},{"$f":"IF(BZ113=SUMIF(EMP!$AQ$51:$AQ$90,CB112,EMP!$BK$51:$BK$90),CB112+1,CB112)","v":1},1355,{"$f":"SUMIF(EMP!$AQ$51:$AQ$90,CB113,EMP!$BJ$51:$BJ$90)","v":1475}]
[113,"2009-04-23",4,"Thursday",1103,1064,1036,1031,1056,1023,987,1079,1170,1187,1188,1181,1159,1097,1177,1177,1147,1106,1270,1200,1267,1254,1206,1149,27314,1163.9474471030958,"s1","d1","s1d1",null,null,null,null,null,null,null,null,null,null,null,null,null,null,null,null,null,null,null,null,null,null,null,null,null,null,null,null,null,null,null,null,null,null,null,null,null,null,null,null,null,null,5,16,112,{"$f":"OFFSET(EMP!$D$1,IF($CA$1,BX114,366-BX114),BY114)","v":1133},{"$f":"IF(BZ114=SUMIF(EMP!$AQ$51:$AQ$90,CB113,EMP!$BK$51:$BK$90),CB113+1,CB113)","v":1},1354.4,{"$f":"SUMIF(EMP!$AQ$51:$AQ$90,CB114,EMP!$BJ$51:$BJ$90)","v":1475}]
[114,"2009-04-24",5,"Friday",1051,1077,1052,1061,1077,1094,1054,1109.5,1194,1196,1180,1214,1141,1148,1047,1073,1050,1121,1172,1132,1016,1077.5999999999999,1042.0999999999999,997.9,26377.1,1164.7527023927862,"s1","d1","s1d1",null,null,null,null,null,null,null,null,null,null,null,null,null,null,null,null,null,null,null,null,null,null,null,null,null,null,null,null,null,null,null,null,null,null,null,null,null,null,null,null,null,null,5,17,113,{"$f":"OFFSET(EMP!$D$1,IF($CA$1,BX115,366-BX115),BY115)","v":1114},{"$f":"IF(BZ115=SUMIF(EMP!$AQ$51:$AQ$90,CB114,EMP!$BK$51:$BK$90),CB114+1,CB114)","v":1},1354,{"$f":"SUMIF(EMP!$AQ$51:$AQ$90,CB115,EMP!$BJ$51:$BJ$90)","v":1475}]
[115,"2009-04-25",6,"Saturday",952,943,915,913,905,939,863,925,911,942,965,938,969,994,990,1014,1020,1043,1233,1278.5,1271,1252.2,1196,1128,24499.7,1171.5774321535075,"s1","d1","s1d1",null,null,null,null,null,null,null,null,null,null,null,null,null,null,null,null,null,null,null,null,null,null,null,null,null,null,null,null,null,null,null,null,null,null,null,null,null,null,null,null,null,null,5,18,114,{"$f":"OFFSET(EMP!$D$1,IF($CA$1,BX116,366-BX116),BY116)","v":1143},{"$f":"IF(BZ116=SUMIF(EMP!$AQ$51:$AQ$90,CB115,EMP!$BK$51:$BK$90),CB115+1,CB115)","v":1},1354,{"$f":"SUMIF(EMP!$AQ$51:$AQ$90,CB116,EMP!$BJ$51:$BJ$90)","v":1475}]
[116,"2009-04-26",7,"Sunday",1084,1062,1025,1001,982,1000,932,951,924,841,731,874,924,977,977,987,986,1018,1268,1253,1250,1229,1137,1095,24508,1181.2196889381567,"s1","d1","s1d1",null,null,null,null,null,null,null,null,null,null,null,null,null,null,null,null,null,null,null,null,null,null,null,null,null,null,null,null,null,null,null,null,null,null,null,null,null,null,null,null,null,null,5,19,115,{"$f":"OFFSET(EMP!$D$1,IF($CA$1,BX117,366-BX117),BY117)","v":1264},{"$f":"IF(BZ117=SUMIF(EMP!$AQ$51:$AQ$90,CB116,EMP!$BK$51:$BK$90),CB116+1,CB116)","v":1},1353,{"$f":"SUMIF(EMP!$AQ$51:$AQ$90,CB117,EMP!$BJ$51:$BJ$90)","v":1475}]
[117,"2009-04-27",1,"Monday",1056,1012,993,1019,993,979,900,1014,1065,1100,1127,1110,1088,1107,1119,1125,1099,1105,1291,1323,1311,1262,1179,1069,26446,1192.1977200443409,"s1","d1","s1d1",null,null,null,null,null,null,null,null,null,null,null,null,null,null,null,null,null,null,null,null,null,null,null,null,null,null,null,null,null,null,null,null,null,null,null,null,null,null,null,null,null,null,5,20,116,{"$f":"OFFSET(EMP!$D$1,IF($CA$1,BX118,366-BX118),BY118)","v":1269},{"$f":"IF(BZ118=SUMIF(EMP!$AQ$51:$AQ$90,CB117,EMP!$BK$51:$BK$90),CB117+1,CB117)","v":1},1352.7,{"$f":"SUMIF(EMP!$AQ$51:$AQ$90,CB118,EMP!$BJ$51:$BJ$90)","v":1475}]
[118,"2009-04-28",2,"Tuesday",1086,1049,1009,1009,1029,1013,977,1061,1129,1170,1175.5999999999999,1167,1153,1166,1183,1183,1167,1144,1314,1359,1349,1299,1238,1169,27598.6,1204.3779480399069,"s1","d1","s1d1",null,null,null,null,null,null,null,null,null,null,null,null,null,null,null,null,null,null,null,null,null,null,null,null,null,null,null,null,null,null,null,null,null,null,null,null,null,null,null,null,null,null,5,21,117,{"$f":"OFFSET(EMP!$D$1,IF($CA$1,BX119,366-BX119),BY119)","v":1245},{"$f":"IF(BZ119=SUMIF(EMP!$AQ$51:$AQ$90,CB118,EMP!$BK$51:$BK$90),CB118+1,CB118)","v":2},1352.2,{"$f":"SUMIF(EMP!$AQ$51:$AQ$90,CB119,EMP!$BJ$51:$BJ$90)","v":1265.3626074583512}]
[119,"2009-04-29",3,"Wednesday",1129,1110,1091,1078,1089,1105,1051,1146,1209,1177,1188,1193,1203,1183,1207,1212,1222,1143,1277,1330,1314,1278,1235,1147,28317,1211.6401532359162,"s1","d1","s1d1",null,null,null,null,null,null,null,null,null,null,null,null,null,null,null,null,null,null,null,null,null,null,null,null,null,null,null,null,null,null,null,null,null,null,null,null,null,null,null,null,null,null,5,22,118,{"$f":"OFFSET(EMP!$D$1,IF($CA$1,BX120,366-BX120),BY120)","v":1216},{"$f":"IF(BZ120=SUMIF(EMP!$AQ$51:$AQ$90,CB119,EMP!$BK$51:$BK$90),CB119+1,CB119)","v":2},1352,{"$f":"SUMIF(EMP!$AQ$51:$AQ$90,CB120,EMP!$BJ$51:$BJ$90)","v":1265.3626074583512}]
[120,"2009-04-30",4,"Thursday",1095,1091,1070,1052,1049,1043,1015,1069,1133,1075,1110.9000000000001,1187,1150,1190,1181,1176,1160,1135,1285,1314,1323,1295,1236,1172,27606.9,1218.9761379123245,"s1","d1","s1d1",null,null,null,null,null,null,null,null,null,null,null,null,null,null,null,null,null,null,null,null,null,null,null,null,null,null,null,null,null,null,null,null,null,null,null,null,null,null,null,null,null,null,5,23,119,{"$f":"OFFSET(EMP!$D$1,IF($CA$1,BX121,366-BX121),BY121)","v":1136},{"$f":"IF(BZ121=SUMIF(EMP!$AQ$51:$AQ$90,CB120,EMP!$BK$51:$BK$90),CB120+1,CB120)","v":2},1352,{"$f":"SUMIF(EMP!$AQ$51:$AQ$90,CB121,EMP!$BJ$51:$BJ$90)","v":1265.3626074583512}]
[121,"2009-05-01",5,"Friday",1142,1114,1089,1038,1081,1040,914,929,955,1001,1007,1030,997,1003,972,989,972,966,1128,1200,1190,1164,1110,958,24989,1209.8785241210919,"s1","d1","s1d1",null,null,null,null,null,null,null,null,null,null,null,null,null,null,null,null,null,null,null,null,null,null,null,null,null,null,null,null,null,null,null,null,null,null,null,null,null,null,null,null,null,null,5,24,120,{"$f":"OFFSET(EMP!$D$1,IF($CA$1,BX122,366-BX122),BY122)","v":1076},{"$f":"IF(BZ122=SUMIF(EMP!$AQ$51:$AQ$90,CB121,EMP!$BK$51:$BK$90),CB121+1,CB121)","v":2},1351.8,{"$f":"SUMIF(EMP!$AQ$51:$AQ$90,CB122,EMP!$BJ$51:$BJ$90)","v":1265.3626074583512}]
[122,"2009-05-02",6,"Saturday",1017,995,974,973,973,935,910,1007,898,1038,1058,1081,1088,1071,1069,1065,1072,1114,1236,1286,1292,1256,1226,1162,25796,1212.4906717089827,"s1","d1","s1d1",null,null,null,null,null,null,null,null,null,null,null,null,null,null,null,null,null,null,null,null,null,null,null,null,null,null,null,null,null,null,null,null,null,null,null,null,null,null,null,null,null,null,6,1,121,{"$f":"OFFSET(EMP!$D$1,IF($CA$1,BX123,366-BX123),BY123)","v":1148},{"$f":"IF(BZ123=SUMIF(EMP!$AQ$51:$AQ$90,CB122,EMP!$BK$51:$BK$90),CB122+1,CB122)","v":2},1351.5,{"$f":"SUMIF(EMP!$AQ$51:$AQ$90,CB123,EMP!$BJ$51:$BJ$90)","v":1265.3626074583512}]
[123,"2009-05-03",7,"Sunday",1111,1068,1019,993,991,933,918,969,982,967,933,956,1007,1010,971,964,1022,1021,1191,1212,1209,1172,1083,1037,24739,1210.3416045380843,"s1","d1","s1d1",null,null,null,null,null,null,null,null,null,null,null,null,null,null,null,null,null,null,null,null,null,null,null,null,null,null,null,null,null,null,null,null,null,null,null,null,null,null,null,null,null,null,6,2,122,{"$f":"OFFSET(EMP!$D$1,IF($CA$1,BX124,366-BX124),BY124)","v":1127},{"$f":"IF(BZ124=SUMIF(EMP!$AQ$51:$AQ$90,CB123,EMP!$BK$51:$BK$90),CB123+1,CB123)","v":2},1351.2,{"$f":"SUMIF(EMP!$AQ$51:$AQ$90,CB124,EMP!$BJ$51:$BJ$90)","v":1265.3626074583512}]
[124,"2009-05-04",1,"Monday",1013,986,964,963,956,982,951,1085,1119,1159,1160,1157,1140,1139,1158,1164,1064,1112,1251,1268,1267,1254,1190,1160,26662,1214.4074440842758,"s1","d1","s1d1",null,null,null,null,null,null,null,null,null,null,null,null,null,null,null,null,null,null,null,null,null,null,null,null,null,null,null,null,null,null,null,null,null,null,null,null,null,null,null,null,null,null,6,3,123,{"$f":"OFFSET(EMP!$D$1,IF($CA$1,BX125,366-BX125),BY125)","v":1118},{"$f":"IF(BZ125=SUMIF(EMP!$AQ$51:$AQ$90,CB124,EMP!$BK$51:$BK$90),CB124+1,CB124)","v":2},1351,{"$f":"SUMIF(EMP!$AQ$51:$AQ$90,CB125,EMP!$BJ$51:$BJ$90)","v":1265.3626074583512}]
[125,"2009-05-05",2,"Tuesday",1104,1077,1027,973,990,1004,998,1041,1062,1093,1089,1075,1063,1055,1075,1101,1095,1090,1261,1270,1249,1206,1144,1087,26229,1219.0666996758482,"s1","d1","s1d1",null,null,null,null,null,null,null,null,null,null,null,null,null,null,null,null,null,null,null,null,null,null,null,null,null,null,null,null,null,null,null,null,null,null,null,null,null,null,null,null,null,null,6,4,124,{"$f":"OFFSET(EMP!$D$1,IF($CA$1,BX126,366-BX126),BY126)","v":1096},{"$f":"IF(BZ126=SUMIF(EMP!$AQ$51:$AQ$90,CB125,EMP!$BK$51:$BK$90),CB125+1,CB125)","v":2},1349.5,{"$f":"SUMIF(EMP!$AQ$51:$AQ$90,CB126,EMP!$BJ$51:$BJ$90)","v":1265.3626074583512}]
[126,"2009-05-06",3,"Wednesday",702,1010,983,995,1025,1011,1000,1055,1093,1153,1124,1117,1111,1145,1138,1140,1131,1133,1265,1287,1261,1228,1163,1078,26348,1223.6600297082634,"s1","d1","s1d1",null,null,null,null,null,null,null,null,null,null,null,null,null,null,null,null,null,null,null,null,null,null,null,null,null,null,null,null,null,null,null,null,null,null,null,null,null,null,null,null,null,null,6,5,125,{"$f":"OFFSET(EMP!$D$1,IF($CA$1,BX127,366-BX127),BY127)","v":1111},{"$f":"IF(BZ127=SUMIF(EMP!$AQ$51:$AQ$90,CB126,EMP!$BK$51:$BK$90),CB126+1,CB126)","v":2},1349.2,{"$f":"SUMIF(EMP!$AQ$51:$AQ$90,CB127,EMP!$BJ$51:$BJ$90)","v":1265.3626074583512}]
[127,"2009-05-07",4,"Thursday",1065,1027,990,1006,1009,1000,987,1045,1090,1111,1110,1114,1070,1064,1076,1062,1033,1043,1150,1183,1176,1113,1035,987,25546,1216.2940267374372,"s2","d1","s2d1",null,null,null,null,null,null,null,null,null,null,null,null,null,null,null,null,null,null,null,null,null,null,null,null,null,null,null,null,null,null,null,null,null,null,null,null,null,null,null,null,null,null,6,6,126,{"$f":"OFFSET(EMP!$D$1,IF($CA$1,BX128,366-BX128),BY128)","v":1039},{"$f":"IF(BZ128=SUMIF(EMP!$AQ$51:$AQ$90,CB127,EMP!$BK$51:$BK$90),CB127+1,CB127)","v":2},1349,{"$f":"SUMIF(EMP!$AQ$51:$AQ$90,CB128,EMP!$BJ$51:$BJ$90)","v":1265.3626074583512}]
[128,"2009-05-08",5,"Friday",943,879,872,872,886,946,909,985,1018,1019,998,1032,1019,1069,1076,1046,1078,1082,1198,1229,1230,1185,1130,1074,24775,1214.4646240636935,"s2","d1","s2d1",null,null,null,null,null,null,null,null,null,null,null,null,null,null,null,null,null,null,null,null,null,null,null,null,null,null,null,null,null,null,null,null,null,null,null,null,null,null,null,null,null,null,6,7,127,{"$f":"OFFSET(EMP!$D$1,IF($CA$1,BX129,366-BX129),BY129)","v":994},{"$f":"IF(BZ129=SUMIF(EMP!$AQ$51:$AQ$90,CB128,EMP!$BK$51:$BK$90),CB128+1,CB128)","v":2},1349,{"$f":"SUMIF(EMP!$AQ$51:$AQ$90,CB129,EMP!$BJ$51:$BJ$90)","v":1265.3626074583512}]
[129,"2009-05-09",6,{"$f":"VLOOKUP(C130,weekdays,2,FALSE)","v":"Saturday"},1028,1003,1002,979,967,969,910,906,934,843,950,966,969,975,974,955,972,1029,1183,1272,1268,1222,1132,1056,{"$f":"SUM(E130:AB130)","v":24464},1211.318161657324,"s2","d1","s2d1",null,null,null,null,null,null,null,null,null,null,null,null,null,null,null,null,null,null,null,null,null,null,null,null,null,null,null,null,null,null,null,null,null,null,null,null,null,null,null,null,null,null,6,8,128,{"$f":"OFFSET(EMP!$D$1,IF($CA$1,BX130,366-BX130),BY130)","v":1046},{"$f":"IF(BZ130=SUMIF(EMP!$AQ$51:$AQ$90,CB129,EMP!$BK$51:$BK$90),CB129+1,CB129)","v":2},1348.3,{"$f":"SUMIF(EMP!$AQ$51:$AQ$90,CB130,EMP!$BJ$51:$BJ$90)","v":1265.3626074583512}]
[130,"2009-05-10",{"$f":"WEEKDAY(B131,2)","v":7},"Sunday",955,903,915,896,900,918,899,894,883,840,841,822,871,898,927,927,920,1000,1179,1212,1182,1162,1073,1004,23021,1208.0863454915918,{"$f":"IF(AND(A131>$AJ$6,A131<$AJ$7),\"s2\",IF(A131<=$AJ$6,\"s1\",\"s3\"))","v":"s2"},"d1",{"$f":"AE131&AF131","v":"s2d1"},null,null,null,null,null,null,null,null,null,null,null,null,null,null,null,null,null,null,null,null,null,null,null,null,null,null,null,null,null,null,null,null,null,null,null,null,null,null,null,null,null,null,{"$f":"ROUNDDOWN((BZ131-1)/24,0)+1","v":6},9,129,{"$f":"OFFSET(EMP!$D$1,IF($CA$1,BX131,366-BX131),BY131)","v":1106},{"$f":"IF(BZ131=SUMIF(EMP!$AQ$51:$AQ$90,CB130,EMP!$BK$51:$BK$90),CB130+1,CB130)","v":2},1348,{"$f":"SUMIF(EMP!$AQ$51:$AQ$90,CB131,EMP!$BJ$51:$BJ$90)","v":1265.3626074583512}]
[{"$f":"A131+1","v":131},"2009-05-11",1,"Monday",974,939,924,882,942,970,986,1010,1086,1105,1108,1106,1109,1117,1119,1120,1108,1099,1272,1307,1282,1247,1151,1113,26076,1214.4777109424326,"s2","d1","s2d1",null,null,null,null,null,null,null,null,null,null,null,null,null,null,null,null,null,null,null,null,null,null,null,null,null,null,null,null,null,null,null,null,null,null,null,null,null,null,null,null,null,null,6,10,{"$f":"BZ131+1","v":130},{"$f":"OFFSET(EMP!$D$1,IF($CA$1,BX132,366-BX132),BY132)","v":1109},{"$f":"IF(BZ132=SUMIF(EMP!$AQ$51:$AQ$90,CB131,EMP!$BK$51:$BK$90),CB131+1,CB131)","v":2},1347.8,{"$f":"SUMIF(EMP!$AQ$51:$AQ$90,CB132,EMP!$BJ$51:$BJ$90)","v":1265.3626074583512}]
[132,"2009-05-12",2,"Tuesday",1094,1049,1043,1050,1030,1050,995,1063,1125,1135,1139,1076,1097,1098,1124,1102,1153,1064,1257,1273,1282,1252,1193,1155,26899,1218.7299398481894,"s2","d1","s2d1",null,null,null,null,null,null,null,null,null,null,null,null,null,null,null,null,null,null,null,null,null,null,null,null,null,null,null,null,null,null,null,null,null,null,null,null,null,null,null,null,null,null,6,11,131,{"$f":"OFFSET(EMP!$D$1,IF($CA$1,BX133,366-BX133),BY133)","v":1109},{"$f":"IF(BZ133=SUMIF(EMP!$AQ$51:$AQ$90,CB132,EMP!$BK$51:$BK$90),CB132+1,CB132)","v":2},1347.8,{"$f":"SUMIF(EMP!$AQ$51:$AQ$90,CB133,EMP!$BJ$51:$BJ$90)","v":1265.3626074583512}]
[133,"2009-05-13",3,"Wednesday",1098,1081,1012,1029,1059,1005,984,1058,1121,1159,1179,1168,1175,1184,1177,1192,1159,1163,1282,1310,1284,1237,1180,1162,27458,1225.0569458633704,"s2","d1","s2d1",null,null,null,null,null,null,null,null,null,null,null,null,null,null,null,null,null,null,null,null,null,null,null,null,null,null,null,null,null,null,null,null,null,null,null,null,null,null,null,null,null,null,6,12,132,{"$f":"OFFSET(EMP!$D$1,IF($CA$1,BX134,366-BX134),BY134)","v":1102},{"$f":"IF(BZ134=SUMIF(EMP!$AQ$51:$AQ$90,CB133,EMP!$BK$51:$BK$90),CB133+1,CB133)","v":2},1347.4,{"$f":"SUMIF(EMP!$AQ$51:$AQ$90,CB134,EMP!$BJ$51:$BJ$90)","v":1265.3626074583512}]
[134,"2009-05-14",4,"Thursday",1119,1108,1074,1085,1075,1055,1024,1088,1134,1166,1212,1160.7,1168,1167,1185,1191,1159,1116,1249,1284,1211,1168,1088,1076,27362.7,1227.4512512770334,"s2","d1","s2d1",null,null,null,null,null,null,null,null,null,null,null,null,null,null,null,null,null,null,null,null,null,null,null,null,null,null,null,null,null,null,null,null,null,null,null,null,null,null,null,null,null,null,6,13,133,{"$f":"OFFSET(EMP!$D$1,IF($CA$1,BX135,366-BX135),BY135)","v":1073},{"$f":"IF(BZ135=SUMIF(EMP!$AQ$51:$AQ$90,CB134,EMP!$BK$51:$BK$90),CB134+1,CB134)","v":2},1347.3,{"$f":"SUMIF(EMP!$AQ$51:$AQ$90,CB135,EMP!$BJ$51:$BJ$90)","v":1265.3626074583512}]
[135,"2009-05-15",5,"Friday",1063,1041,1016,1024,1039,1009,1001,1043,1070,1083,1080,1110,1062.5,1122.5999999999999,1165,1151,1133,1170,1272,1297,1303,1271,1232,1159,26917.1,1231.9061261493302,"s2","d1","s2d1",null,null,null,null,null,null,null,null,null,null,null,null,null,null,null,null,null,null,null,null,null,null,null,null,null,null,null,null,null,null,null,null,null,null,null,null,null,null,null,null,null,null,6,14,134,{"$f":"OFFSET(EMP!$D$1,IF($CA$1,BX136,366-BX136),BY136)","v":1123},{"$f":"IF(BZ136=SUMIF(EMP!$AQ$51:$AQ$90,CB135,EMP!$BK$51:$BK$90),CB135+1,CB135)","v":2},1347.2,{"$f":"SUMIF(EMP!$AQ$51:$AQ$90,CB136,EMP!$BJ$51:$BJ$90)","v":1265.3626074583512}]
[136,"2009-05-16",6,"Saturday",1132,1096,1111,1088,1083,1015,980,958,977,1013,1024,1040,1054.8,1067,1057,1075,1059,1090,1274,1255,1291,1285,1227,1194,26445.8,1236.1155135343975,"s2","d1","s2d1",null,null,null,null,null,null,null,null,null,null,null,null,null,null,null,null,null,null,null,null,null,null,null,null,null,null,null,null,null,null,null,null,null,null,null,null,null,null,null,null,null,null,6,15,135,{"$f":"OFFSET(EMP!$D$1,IF($CA$1,BX137,366-BX137),BY137)","v":1132},{"$f":"IF(BZ137=SUMIF(EMP!$AQ$51:$AQ$90,CB136,EMP!$BK$51:$BK$90),CB136+1,CB136)","v":2},1347,{"$f":"SUMIF(EMP!$AQ$51:$AQ$90,CB137,EMP!$BJ$51:$BJ$90)","v":1265.3626074583512}]
[137,"2009-05-17",7,"Sunday",1125,1056,1072,1046,1063,961,974,971,940,955,752,766,811,831,812,832,829,854,1042,1072,1037,1087,1107,1045,23040,1216.7039621809579,"s2","d1","s2d1",null,null,null,null,null,null,null,null,null,null,null,null,null,null,null,null,null,null,null,null,null,null,null,null,null,null,null,null,null,null,null,null,null,null,null,null,null,null,null,null,null,null,6,16,136,{"$f":"OFFSET(EMP!$D$1,IF($CA$1,BX138,366-BX138),BY138)","v":1115},{"$f":"IF(BZ138=SUMIF(EMP!$AQ$51:$AQ$90,CB137,EMP!$BK$51:$BK$90),CB137+1,CB137)","v":2},1347,{"$f":"SUMIF(EMP!$AQ$51:$AQ$90,CB138,EMP!$BJ$51:$BJ$90)","v":1265.3626074583512}]
[138,"2009-05-18",1,"Monday",1020,1007,982,984,1026,1022,1018,1067,1140,1136,1068,1178,1148,1140,1198,1204,1198,1169,1315,1337,1278,1274,1233,1160,27302,1226.5335659628622,"s2","d1","s2d1",null,null,null,null,null,null,null,null,null,null,null,null,null,null,null,null,null,null,null,null,null,null,null,null,null,null,null,null,null,null,null,null,null,null,null,null,null,null,null,null,null,null,6,17,137,{"$f":"OFFSET(EMP!$D$1,IF($CA$1,BX139,366-BX139),BY139)","v":1078},{"$f":"IF(BZ139=SUMIF(EMP!$AQ$51:$AQ$90,CB138,EMP!$BK$51:$BK$90),CB138+1,CB138)","v":2},1347,{"$f":"SUMIF(EMP!$AQ$51:$AQ$90,CB139,EMP!$BJ$51:$BJ$90)","v":1265.3626074583512}]
[139,"2009-05-19",2,"Tuesday",1109,1123,1106,1124,1142,1091,1112,1146,1186,1192,1145,1175,1164,954,1030,1097,1096,1024,1141,1209,1173,1152,1078,1096,26865,1217.980209366576,"s2","d1","s2d1",null,null,null,null,null,null,null,null,null,null,null,null,null,null,null,null,null,null,null,null,null,null,null,null,null,null,null,null,null,null,null,null,null,null,null,null,null,null,null,null,null,null,6,18,138,{"$f":"OFFSET(EMP!$D$1,IF($CA$1,BX140,366-BX140),BY140)","v":1096},{"$f":"IF(BZ140=SUMIF(EMP!$AQ$51:$AQ$90,CB139,EMP!$BK$51:$BK$90),CB139+1,CB139)","v":2},1346.9,{"$f":"SUMIF(EMP!$AQ$51:$AQ$90,CB140,EMP!$BJ$51:$BJ$90)","v":1265.3626074583512}]
[140,"2009-05-20",3,"Wednesday",1044,1034,1022,995,1038,1024,1000,1070,1107,1110,1105,1093,325,656,897,961,1064,1076,1217,1245,1231,1221,1179,1124,24838,{"$f":"AD140*(1-$AH$1)+W141*$AH$1","v":1217.8821884299184},"s2","d1","s2d1",null,null,null,null,null,null,null,null,null,null,null,null,null,null,null,null,null,null,null,null,null,null,null,null,null,null,null,null,null,null,null,null,null,null,null,null,null,null,null,null,null,null,6,19,139,{"$f":"OFFSET(EMP!$D$1,IF($CA$1,BX141,366-BX141),BY141)","v":1224},{"$f":"IF(BZ141=SUMIF(EMP!$AQ$51:$AQ$90,CB140,EMP!$BK$51:$BK$90),CB140+1,CB140)","v":2},1346.8,{"$f":"SUMIF(EMP!$AQ$51:$AQ$90,CB141,EMP!$BJ$51:$BJ$90)","v":1265.3626074583512}]
[141,"2009-05-21",4,"Thursday",1084,1055,1051,1047,1069,1014,1008,1039,1119,1132,1122,1161,1140,1139,1138,1149,1124,1098,1266,1304,1291,1283,1206,1176,27215,1222.6939695869264,"s2","d1","s2d1",null,null,null,null,null,null,null,null,null,null,null,null,null,null,null,null,null,null,null,null,null,null,null,null,null,null,null,null,null,null,null,null,null,null,null,null,null,null,null,null,null,null,6,20,140,{"$f":"OFFSET(EMP!$D$1,IF($CA$1,BX142,366-BX142),BY142)","v":1251},{"$f":"IF(BZ142=SUMIF(EMP!$AQ$51:$AQ$90,CB141,EMP!$BK$51:$BK$90),CB141+1,CB141)","v":2},1346.8,{"$f":"SUMIF(EMP!$AQ$51:$AQ$90,CB142,EMP!$BJ$51:$BJ$90)","v":1265.3626074583512}]
[142,"2009-05-22",5,"Friday",1110,1079,1073,1074,1080,1077,1047,1109,1160,1173,1170,1167,1175,1187,1191,1194,1186,1154,1291,1327,1319,1314,1276,1194,28127,1229.5245726282337,"s2","d1","s2d1",null,null,null,null,null,null,null,null,null,null,null,null,null,null,null,null,null,null,null,null,null,null,null,null,null,null,null,null,null,null,null,null,null,null,null,null,null,null,null,null,null,null,6,21,141,{"$f":"OFFSET(EMP!$D$1,IF($CA$1,BX143,366-BX143),BY143)","v":1229},{"$f":"IF(BZ143=SUMIF(EMP!$AQ$51:$AQ$90,CB142,EMP!$BK$51:$BK$90),CB142+1,CB142)","v":2},1346,{"$f":"SUMIF(EMP!$AQ$51:$AQ$90,CB143,EMP!$BJ$51:$BJ$90)","v":1265.3626074583512}]
[143,"2009-05-23",6,"Saturday",1148,1125,1128,1117,1120,1037,942,1009,1024,1010,1043,1058,1079,1090,1134,1084,1073,1083,1239,1275,1274,1258,1187,1144,26681,1230.4721153654104,"s2","d1","s2d1",null,null,null,null,null,null,null,null,null,null,null,null,null,null,null,null,null,null,null,null,null,null,null,null,null,null,null,null,null,null,null,null,null,null,null,null,null,null,null,null,null,null,6,22,142,{"$f":"OFFSET(EMP!$D$1,IF($CA$1,BX144,366-BX144),BY144)","v":1214},{"$f":"IF(BZ144=SUMIF(EMP!$AQ$51:$AQ$90,CB143,EMP!$BK$51:$BK$90),CB143+1,CB143)","v":2},1346,{"$f":"SUMIF(EMP!$AQ$51:$AQ$90,CB144,EMP!$BJ$51:$BJ$90)","v":1265.3626074583512}]
[144,"2009-05-24",7,"Sunday",1097,1081,1056,1045,1044,998,964,946,976,963,957,985,1001,1002,1005,1027,1040,1039,1182,1194,1168,1180,1144,1083,25177,1225.6249038288695,"s2","d1","s2d1",null,null,null,null,null,null,null,null,null,null,null,null,null,null,null,null,null,null,null,null,null,null,null,null,null,null,null,null,null,null,null,null,null,null,null,null,null,null,null,null,null,null,6,23,143,{"$f":"OFFSET(EMP!$D$1,IF($CA$1,BX145,366-BX145),BY145)","v":1156},{"$f":"IF(BZ145=SUMIF(EMP!$AQ$51:$AQ$90,CB144,EMP!$BK$51:$BK$90),CB144+1,CB144)","v":2},1345,{"$f":"SUMIF(EMP!$AQ$51:$AQ$90,CB145,EMP!$BJ$51:$BJ$90)","v":1265.3626074583512}]
[145,"2009-05-25",1,"Monday",1048,1014,1003,998,1010,949,934,975,1005,1000,1025,986,993,966,998,974,995,1034,1201,1218,1183,1176,1108,1077,24870,1223.1624134459826,"s2","d1","s2d1",null,null,null,null,null,null,null,null,null,null,null,null,null,null,null,null,null,null,null,null,null,null,null,null,null,null,null,null,null,null,null,null,null,null,null,null,null,null,null,null,null,null,6,24,144,{"$f":"OFFSET(EMP!$D$1,IF($CA$1,BX146,366-BX146),BY146)","v":1080},{"$f":"IF(BZ146=SUMIF(EMP!$AQ$51:$AQ$90,CB145,EMP!$BK$51:$BK$90),CB145+1,CB145)","v":2},1345,{"$f":"SUMIF(EMP!$AQ$51:$AQ$90,CB146,EMP!$BJ$51:$BJ$90)","v":1265.3626074583512}]
[146,"2009-05-26",2,"Tuesday",1013,994,997,986,997,1038,981,1013,1072,1092,1088,1061,1060,1085,1115,1114,1133,1106,1270,1295,1277,1248,1180,1131,26346,1227.8461721013844,"s2","d1","s2d1",null,null,null,null,null,null,null,null,null,null,null,null,null,null,null,null,null,null,null,null,null,null,null,null,null,null,null,null,null,null,null,null,null,null,null,null,null,null,null,null,null,null,7,1,145,{"$f":"OFFSET(EMP!$D$1,IF($CA$1,BX147,366-BX147),BY147)","v":1050},{"$f":"IF(BZ147=SUMIF(EMP!$AQ$51:$AQ$90,CB146,EMP!$BK$51:$BK$90),CB146+1,CB146)","v":2},1345,{"$f":"SUMIF(EMP!$AQ$51:$AQ$90,CB147,EMP!$BJ$51:$BJ$90)","v":1265.3626074583512}]
[147,"2009-05-27",3,"Wednesday",1091,1055,1042,1037,1073,1026,961,1056,1111,1136,1139,1152,1149,1146,1168,1172,1155,1159,1301,1332,1153,1162,1117,1122,27015,1235.1615548912459,"s2","d1","s2d1",null,null,null,null,null,null,null,null,null,null,null,null,null,null,null,null,null,null,null,null,null,null,null,null,null,null,null,null,null,null,null,null,null,null,null,null,null,null,null,null,null,null,7,2,146,{"$f":"OFFSET(EMP!$D$1,IF($CA$1,BX148,366-BX148),BY148)","v":1057},{"$f":"IF(BZ148=SUMIF(EMP!$AQ$51:$AQ$90,CB147,EMP!$BK$51:$BK$90),CB147+1,CB147)","v":2},1344,{"$f":"SUMIF(EMP!$AQ$51:$AQ$90,CB148,EMP!$BJ$51:$BJ$90)","v":1265.3626074583512}]
[148,"2009-05-28",4,"Thursday",1117,1091,1048,1026,1036,1026,1002,1058,1108,1138,1128,1141,1108,1137,1133,1147,1121,1103,1230,1278,1273,1255,1205,1141,27050,1234.6453994021215,"s2","d1","s2d1",null,null,null,null,null,null,null,null,null,null,null,null,null,null,null,null,null,null,null,null,null,null,null,null,null,null,null,null,null,null,null,null,null,null,null,null,null,null,null,null,null,null,7,3,147,{"$f":"OFFSET(EMP!$D$1,IF($CA$1,BX149,366-BX149),BY149)","v":1023},{"$f":"IF(BZ149=SUMIF(EMP!$AQ$51:$AQ$90,CB148,EMP!$BK$51:$BK$90),CB148+1,CB148)","v":2},1344,{"$f":"SUMIF(EMP!$AQ$51:$AQ$90,CB149,EMP!$BJ$51:$BJ$90)","v":1265.3626074583512}]
[149,"2009-05-29",5,"Friday",1109,1093,1071,1054,1097,1052,1091,1089,1177,1138,1157,1153,1095,1169,1161,1101,1119,1078,1224,1230,1210,1187,1143,1089,27087,1233.5808594619095,"s2","d1","s2d1",null,null,null,null,null,null,null,null,null,null,null,null,null,null,null,null,null,null,null,null,null,null,null,null,null,null,null,null,null,null,null,null,null,null,null,null,null,null,null,null,null,null,7,4,148,{"$f":"OFFSET(EMP!$D$1,IF($CA$1,BX150,366-BX150),BY150)","v":922},{"$f":"IF(BZ150=SUMIF(EMP!$AQ$51:$AQ$90,CB149,EMP!$BK$51:$BK$90),CB149+1,CB149)","v":2},1343,{"$f":"SUMIF(EMP!$AQ$51:$AQ$90,CB150,EMP!$BJ$51:$BJ$90)","v":1265.3626074583512}]
[150,"2009-05-30",6,"Saturday",1034,1016,991,974,976,937,878,887,943,900,945,934,945,996,949,1088,982,1026,1202,1241,1233,1171,1133,1087,24468,1230.4227735157187,"s2","d1","s2d1",null,null,null,null,null,null,null,null,null,null,null,null,null,null,null,null,null,null,null,null,null,null,null,null,null,null,null,null,null,null,null,null,null,null,null,null,null,null,null,null,null,null,7,5,149,{"$f":"OFFSET(EMP!$D$1,IF($CA$1,BX151,366-BX151),BY151)","v":1037},{"$f":"IF(BZ151=SUMIF(EMP!$AQ$51:$AQ$90,CB150,EMP!$BK$51:$BK$90),CB150+1,CB150)","v":2},1342.2,{"$f":"SUMIF(EMP!$AQ$51:$AQ$90,CB151,EMP!$BJ$51:$BJ$90)","v":1265.3626074583512}]
[151,"2009-05-31",7,"Sunday",1041,996,979,962,967,948,921,915,895,876,897,911,926,937,968,983,975,993,1187,1230,1241,1200,1078,1020,24046,1226.080496164147,"s2","d1","s2d1",null,null,null,null,null,null,null,null,null,null,null,null,null,null,null,null,null,null,null,null,null,null,null,null,null,null,null,null,null,null,null,null,null,null,null,null,null,null,null,null,null,null,7,6,150,{"$f":"OFFSET(EMP!$D$1,IF($CA$1,BX152,366-BX152),BY152)","v":1079},{"$f":"IF(BZ152=SUMIF(EMP!$AQ$51:$AQ$90,CB151,EMP!$BK$51:$BK$90),CB151+1,CB151)","v":2},1342.1,{"$f":"SUMIF(EMP!$AQ$51:$AQ$90,CB152,EMP!$BJ$51:$BJ$90)","v":1265.3626074583512}]
[152,"2009-06-01",1,"Monday",974,978,962,955,906,968,893,847,975,1052,1067,1069,1048,1081,1108,1025,1222,1085,1254,1300,1280,1257,1203,1096,25605,1228.8724465477324,"s2","d1","s2d1",null,null,null,null,null,null,null,null,null,null,null,null,null,null,null,null,null,null,null,null,null,null,null,null,null,null,null,null,null,null,null,null,null,null,null,null,null,null,null,null,null,null,7,7,151,{"$f":"OFFSET(EMP!$D$1,IF($CA$1,BX153,366-BX153),BY153)","v":1007},{"$f":"IF(BZ153=SUMIF(EMP!$AQ$51:$AQ$90,CB152,EMP!$BK$51:$BK$90),CB152+1,CB152)","v":2},1342.1,{"$f":"SUMIF(EMP!$AQ$51:$AQ$90,CB153,EMP!$BJ$51:$BJ$90)","v":1265.3626074583512}]
[153,"2009-06-02",2,"Tuesday",1058,1038,1042,1044,1070,1020,993,1041,1094,1104,1149,1133,1126,1080,1121,1122,1135,1083,1277,1289,1301,394,795,903,25412,1233.6852018929592,"s2","d1","s2d1",null,null,null,null,null,null,null,null,null,null,null,null,null,null,null,null,null,null,null,null,null,null,null,null,null,null,null,null,null,null,null,null,null,null,null,null,null,null,null,null,null,null,7,8,152,{"$f":"OFFSET(EMP!$D$1,IF($CA$1,BX154,366-BX154),BY154)","v":1047},{"$f":"IF(BZ154=SUMIF(EMP!$AQ$51:$AQ$90,CB153,EMP!$BK$51:$BK$90),CB153+1,CB153)","v":2},1342,{"$f":"SUMIF(EMP!$AQ$51:$AQ$90,CB154,EMP!$BJ$51:$BJ$90)","v":1265.3626074583512}]
[154,"2009-06-03",3,"Wednesday",1029,986,975,970,971,1033,868,943,1068,1111,0,0,374,779,871,863,816,834,1256,1276,982,1127,1200,1163,21495,1235.9166817036632,"s2","d1","s2d1",null,null,null,null,null,null,null,null,null,null,null,null,null,null,null,null,null,null,null,null,null,null,null,null,null,null,null,null,null,null,null,null,null,null,null,null,null,null,null,null,null,null,7,{"$f":"BY131","v":9},153,{"$f":"OFFSET(EMP!$D$1,IF($CA$1,BX155,366-BX155),BY155)","v":1109},{"$f":"IF(BZ155=SUMIF(EMP!$AQ$51:$AQ$90,CB154,EMP!$BK$51:$BK$90),CB154+1,CB154)","v":2},1342,{"$f":"SUMIF(EMP!$AQ$51:$AQ$90,CB155,EMP!$BJ$51:$BJ$90)","v":1265.3626074583512}]
[155,"2009-06-04",4,"Thursday",1108,1082,1056,1056,1068,1054,1015,1062,1109,1138,1141,1143,1132,1146,1142,1133,1077,1049,1239,1231,1176,1165,1050,1066,26638,1236.225013533297,"s2","d1","s2d1",null,null,null,null,null,null,null,null,null,null,null,null,null,null,null,null,null,null,null,null,null,null,null,null,null,null,null,null,null,null,null,null,null,null,null,null,null,null,null,null,null,null,7,10,154,{"$f":"OFFSET(EMP!$D$1,IF($CA$1,BX156,366-BX156),BY156)","v":1143},{"$f":"IF(BZ156=SUMIF(EMP!$AQ$51:$AQ$90,CB155,EMP!$BK$51:$BK$90),CB155+1,CB155)","v":2},1341.7,{"$f":"SUMIF(EMP!$AQ$51:$AQ$90,CB156,EMP!$BJ$51:$BJ$90)","v":1265.3626074583512}]
[156,"2009-06-05",5,"Friday",1072,1009,1025,1018,1004,1023,997,1013,1039,1050,1036,1072,1042,1068,1081,1065,1058,1052,1195,1231,1202,1165,1105,1052,25674,1232.1025121799673,"s2","d1","s2d1",null,null,null,null,null,null,null,null,null,null,null,null,null,null,null,null,null,null,null,null,null,null,null,null,null,null,null,null,null,null,null,null,null,null,null,null,null,null,null,null,null,null,7,11,155,{"$f":"OFFSET(EMP!$D$1,IF($CA$1,BX157,366-BX157),BY157)","v":1149},{"$f":"IF(BZ157=SUMIF(EMP!$AQ$51:$AQ$90,CB156,EMP!$BK$51:$BK$90),CB156+1,CB156)","v":2},1341,{"$f":"SUMIF(EMP!$AQ$51:$AQ$90,CB157,EMP!$BJ$51:$BJ$90)","v":1265.3626074583512}]
[157,"2009-06-06",6,"Saturday",1016,991,999,989,956,969,913,920,930,939,952,967,968,984,987,993,994,1000,1201,1223,1219,1197,1112,1092,24511,1228.9922609619705,"s2","d1","s2d1",null,null,null,null,null,null,null,null,null,null,null,null,null,null,null,null,null,null,null,null,null,null,null,null,null,null,null,null,null,null,null,null,null,null,null,null,null,null,null,null,null,null,7,12,156,{"$f":"OFFSET(EMP!$D$1,IF($CA$1,BX158,366-BX158),BY158)","v":1161},{"$f":"IF(BZ158=SUMIF(EMP!$AQ$51:$AQ$90,CB157,EMP!$BK$51:$BK$90),CB157+1,CB157)","v":2},1340,{"$f":"SUMIF(EMP!$AQ$51:$AQ$90,CB158,EMP!$BJ$51:$BJ$90)","v":1265.3626074583512}]
[158,"2009-06-07",7,"Sunday",1040,983,984,964,977,926,933,933,907,876,873,894,954,950,923,973,966,989,1181,1217,1193,1161,1097,1055,23949,1224.1930348657734,"s2","d1","s2d1",null,null,null,null,null,null,null,null,null,null,null,null,null,null,null,null,null,null,null,null,null,null,null,null,null,null,null,null,null,null,null,null,null,null,null,null,null,null,null,null,null,null,7,13,157,{"$f":"OFFSET(EMP!$D$1,IF($CA$1,BX159,366-BX159),BY159)","v":1161},{"$f":"IF(BZ159=SUMIF(EMP!$AQ$51:$AQ$90,CB158,EMP!$BK$51:$BK$90),CB158+1,CB158)","v":2},1340,{"$f":"SUMIF(EMP!$AQ$51:$AQ$90,CB159,EMP!$BJ$51:$BJ$90)","v":1265.3626074583512}]
[159,"2009-06-08",1,"Monday",932,946,945,942,972,1005,978,1015,1113,1135,1154,1123,1106,1135,1159,1162,1144,1167,1267,1298,1294,1257,1168,1142,26559,1228.4737313791961,"s2","d1","s2d1",null,null,null,null,null,null,null,null,null,null,null,null,null,null,null,null,null,null,null,null,null,null,null,null,null,null,null,null,null,null,null,null,null,null,null,null,null,null,null,null,null,null,7,14,158,{"$f":"OFFSET(EMP!$D$1,IF($CA$1,BX160,366-BX160),BY160)","v":1178},{"$f":"IF(BZ160=SUMIF(EMP!$AQ$51:$AQ$90,CB159,EMP!$BK$51:$BK$90),CB159+1,CB159)","v":2},1340,{"$f":"SUMIF(EMP!$AQ$51:$AQ$90,CB160,EMP!$BJ$51:$BJ$90)","v":1265.3626074583512}]
[160,"2009-06-09",2,"Tuesday",1113,1108,1083,1059,1077,1082,1022,1093,1150,1157,1117,1120,1128,1134,1153,1150,1124,1109,1209,1236,1250,1191,1112,1080,27057,1226.5263582412767,"s2","d1","s2d1",null,null,null,null,null,null,null,null,null,null,null,null,null,null,null,null,null,null,null,null,null,null,null,null,null,null,null,null,null,null,null,null,null,null,null,null,null,null,null,null,null,null,7,15,159,{"$f":"OFFSET(EMP!$D$1,IF($CA$1,BX161,366-BX161),BY161)","v":1186},{"$f":"IF(BZ161=SUMIF(EMP!$AQ$51:$AQ$90,CB160,EMP!$BK$51:$BK$90),CB160+1,CB160)","v":2},1340,{"$f":"SUMIF(EMP!$AQ$51:$AQ$90,CB161,EMP!$BJ$51:$BJ$90)","v":1265.3626074583512}]
[161,"2009-06-10",3,"Wednesday",1016,1016,966,994,1025,1035,1009,1092,1116,1161,1130,1102,1074,1100,1121,1127,1108,1075,1209,1231,1257,1181,1175,1080,26400,1224.7737224171492,"s2","d1","s2d1",null,null,null,null,null,null,null,null,null,null,null,null,null,null,null,null,null,null,null,null,null,null,null,null,null,null,null,null,null,null,null,null,null,null,null,null,null,null,null,null,null,null,7,16,160,{"$f":"OFFSET(EMP!$D$1,IF($CA$1,BX162,366-BX162),BY162)","v":1135},{"$f":"IF(BZ162=SUMIF(EMP!$AQ$51:$AQ$90,CB161,EMP!$BK$51:$BK$90),CB161+1,CB161)","v":2},1339.3,{"$f":"SUMIF(EMP!$AQ$51:$AQ$90,CB162,EMP!$BJ$51:$BJ$90)","v":1265.3626074583512}]
[162,"2009-06-11",4,"Thursday",1109,1062,1041,1037,1006,1009,1004,1055,1084,1109,1069,1070,1037,1021,1040,1053,947,1010,1166,1161,1130,1066,1047,970,25303,1218.8963501754342,"s2","d1","s2d1",null,null,null,null,null,null,null,null,null,null,null,null,null,null,null,null,null,null,null,null,null,null,null,null,null,null,null,null,null,null,null,null,null,null,null,null,null,null,null,null,null,null,7,17,161,{"$f":"OFFSET(EMP!$D$1,IF($CA$1,BX163,366-BX163),BY163)","v":1091},{"$f":"IF(BZ163=SUMIF(EMP!$AQ$51:$AQ$90,CB162,EMP!$BK$51:$BK$90),CB162+1,CB162)","v":2},1339,{"$f":"SUMIF(EMP!$AQ$51:$AQ$90,CB163,EMP!$BJ$51:$BJ$90)","v":1265.3626074583512}]
[163,"2009-06-12",5,"Friday",940,951,930,924,942,968,943,981,1047,1049,1077,1072,961,956,1003,1059,1067,1035,1185,1201,1185,1156,1105,1064,24801,1215.5067151578908,"s2","d1","s2d1",null,null,null,null,null,null,null,null,null,null,null,null,null,null,null,null,null,null,null,null,null,null,null,null,null,null,null,null,null,null,null,null,null,null,null,null,null,null,null,null,null,null,7,18,162,{"$f":"OFFSET(EMP!$D$1,IF($CA$1,BX164,366-BX164),BY164)","v":1100},{"$f":"IF(BZ164=SUMIF(EMP!$AQ$51:$AQ$90,CB163,EMP!$BK$51:$BK$90),CB163+1,CB163)","v":2},1339,{"$f":"SUMIF(EMP!$AQ$51:$AQ$90,CB164,EMP!$BJ$51:$BJ$90)","v":1265.3626074583512}]
[164,"2009-06-13",6,"Saturday",1031,1016,1007,969,989,957,916,925,938,920,937,931,925,943,952,941,946,991,1129,1122,1111,1101,1087,1038,23822,1206.8560436421019,"s2","d1","s2d1",null,null,null,null,null,null,null,null,null,null,null,null,null,null,null,null,null,null,null,null,null,null,null,null,null,null,null,null,null,null,null,null,null,null,null,null,null,null,null,null,null,null,7,19,163,{"$f":"OFFSET(EMP!$D$1,IF($CA$1,BX165,366-BX165),BY165)","v":1258},{"$f":"IF(BZ165=SUMIF(EMP!$AQ$51:$AQ$90,CB164,EMP!$BK$51:$BK$90),CB164+1,CB164)","v":2},1339,{"$f":"SUMIF(EMP!$AQ$51:$AQ$90,CB165,EMP!$BJ$51:$BJ$90)","v":1265.3626074583512}]
[165,"2009-06-14",7,"Sunday",951,899,740,623,832,857,861,787,878,864,784,859,781,837,710,863,885,932,1184,1150,1157,1118,1089,1009,21650,1204.5704392778919,"s2","d1","s2d1",null,null,null,null,null,null,null,null,null,null,null,null,null,null,null,null,null,null,null,null,null,null,null,null,null,null,null,null,null,null,null,null,null,null,null,null,null,null,null,null,null,null,7,20,164,{"$f":"OFFSET(EMP!$D$1,IF($CA$1,BX166,366-BX166),BY166)","v":1283},{"$f":"IF(BZ166=SUMIF(EMP!$AQ$51:$AQ$90,CB165,EMP!$BK$51:$BK$90),CB165+1,CB165)","v":2},1339,{"$f":"SUMIF(EMP!$AQ$51:$AQ$90,CB166,EMP!$BJ$51:$BJ$90)","v":1265.3626074583512}]
[166,"2009-06-15",1,"Monday",960,960,939,946,947,1004,948,961,1056,1079,1074,1070,1074,1085,1116,1153,1096,1071,1224,1248,1243,1170,1088,1016,25528,1206.5133953501029,"s2","d1","s2d1",null,null,null,null,null,null,null,null,null,null,null,null,null,null,null,null,null,null,null,null,null,null,null,null,null,null,null,null,null,null,null,null,null,null,null,null,null,null,null,null,null,null,7,21,165,{"$f":"OFFSET(EMP!$D$1,IF($CA$1,BX167,366-BX167),BY167)","v":1262},{"$f":"IF(BZ167=SUMIF(EMP!$AQ$51:$AQ$90,CB166,EMP!$BK$51:$BK$90),CB166+1,CB166)","v":2},1339,{"$f":"SUMIF(EMP!$AQ$51:$AQ$90,CB167,EMP!$BJ$51:$BJ$90)","v":1265.3626074583512}]
[167,"2009-06-16",2,"Tuesday",988,955,921,903,901,939,943,950,1013,1007,1009,967,942,977,996,920,987,972,1206,1207,1194,1119,1085,1034,24135,1206.4620558150925,"s2","d1","s2d1",null,null,null,null,null,null,null,null,null,null,null,null,null,null,null,null,null,null,null,null,null,null,null,null,null,null,null,null,null,null,null,null,null,null,null,null,null,null,null,null,null,null,7,22,166,{"$f":"OFFSET(EMP!$D$1,IF($CA$1,BX168,366-BX168),BY168)","v":1205},{"$f":"IF(BZ168=SUMIF(EMP!$AQ$51:$AQ$90,CB167,EMP!$BK$51:$BK$90),CB167+1,CB167)","v":2},1338.3,{"$f":"SUMIF(EMP!$AQ$51:$AQ$90,CB168,EMP!$BJ$51:$BJ$90)","v":1265.3626074583512}]
[168,"2009-06-17",3,"Wednesday",971,952,955,951,985,1027,965,973,1015,1025,1032,1049,1009,1032,1068,1100,1097,1062,1207,1243,1187,1190,1131,1038,25264,1206.5158502335833,"s2","d1","s2d1",null,null,null,null,null,null,null,null,null,null,null,null,null,null,null,null,null,null,null,null,null,null,null,null,null,null,null,null,null,null,null,null,null,null,null,null,null,null,null,null,null,null,7,23,167,{"$f":"OFFSET(EMP!$D$1,IF($CA$1,BX169,366-BX169),BY169)","v":1133},{"$f":"IF(BZ169=SUMIF(EMP!$AQ$51:$AQ$90,CB168,EMP!$BK$51:$BK$90),CB168+1,CB168)","v":2},1338,{"$f":"SUMIF(EMP!$AQ$51:$AQ$90,CB169,EMP!$BJ$51:$BJ$90)","v":1265.3626074583512}]
[169,"2009-06-18",4,"Thursday",1024,983,969,960,993,995,960,985,1062,1083,1088,1086,1069,1063,1115,1118,1112,1094,1292,1285,1271,1249,1194,1074,26124,1215.0642652102249,"s2","d1","s2d1",null,null,null,null,null,null,null,null,null,null,null,null,null,null,null,null,null,null,null,null,null,null,null,null,null,null,null,null,null,null,null,null,null,null,null,null,null,null,null,null,null,null,7,24,168,{"$f":"OFFSET(EMP!$D$1,IF($CA$1,BX170,366-BX170),BY170)","v":1094},{"$f":"IF(BZ170=SUMIF(EMP!$AQ$51:$AQ$90,CB169,EMP!$BK$51:$BK$90),CB169+1,CB169)","v":2},1338,{"$f":"SUMIF(EMP!$AQ$51:$AQ$90,CB170,EMP!$BJ$51:$BJ$90)","v":1265.3626074583512}]
[170,"2009-06-19",5,"Friday",1034,1045,996,979,1009,1040,1020,1048,1109,1148,1141,1160,1083,1117,1096,1124,1094,1106,1254,1285,1236,1142,1065,1013,26344,1218.9578386892026,"s2","d1","s2d1",null,null,null,null,null,null,null,null,null,null,null,null,null,null,null,null,null,null,null,null,null,null,null,null,null,null,null,null,null,null,null,null,null,null,null,null,null,null,null,null,null,null,8,1,169,{"$f":"OFFSET(EMP!$D$1,IF($CA$1,BX171,366-BX171),BY171)","v":1048},{"$f":"IF(BZ171=SUMIF(EMP!$AQ$51:$AQ$90,CB170,EMP!$BK$51:$BK$90),CB170+1,CB170)","v":2},1338,{"$f":"SUMIF(EMP!$AQ$51:$AQ$90,CB171,EMP!$BJ$51:$BJ$90)","v":1265.3626074583512}]
[171,"2009-06-20",6,"Saturday",994,969,953,928,955,963,906,951,955,950,1001,1001,974,998,1009,1025,1030,1032,1225,1180,1205,1185,1106,1050,24545,1219.5620548202824,"s2","d1","s2d1",null,null,null,null,null,null,null,null,null,null,null,null,null,null,null,null,null,null,null,null,null,null,null,null,null,null,null,null,null,null,null,null,null,null,null,null,null,null,null,null,null,null,8,2,170,{"$f":"OFFSET(EMP!$D$1,IF($CA$1,BX172,366-BX172),BY172)","v":1048},{"$f":"IF(BZ172=SUMIF(EMP!$AQ$51:$AQ$90,CB171,EMP!$BK$51:$BK$90),CB171+1,CB171)","v":2},1338,{"$f":"SUMIF(EMP!$AQ$51:$AQ$90,CB172,EMP!$BJ$51:$BJ$90)","v":1265.3626074583512}]
[172,"2009-06-21",7,"Sunday",937,869,848,825,849,849,801,813,783,757,727,789,848,829,877,978,983,1019,1163,1126,1152,1100,1058,974,21954,1213.905849338254,"s2","d1","s2d1",null,null,null,null,null,null,null,null,null,null,null,null,null,null,null,null,null,null,null,null,null,null,null,null,null,null,null,null,null,null,null,null,null,null,null,null,null,null,null,null,null,null,8,3,171,{"$f":"OFFSET(EMP!$D$1,IF($CA$1,BX173,366-BX173),BY173)","v":1022},{"$f":"IF(BZ173=SUMIF(EMP!$AQ$51:$AQ$90,CB172,EMP!$BK$51:$BK$90),CB172+1,CB172)","v":2},1337,{"$f":"SUMIF(EMP!$AQ$51:$AQ$90,CB173,EMP!$BJ$51:$BJ$90)","v":1265.3626074583512}]
[173,"2009-06-22",1,"Monday",933,944,941,918,959,974,988,1041,961,1093,1028,1038,1026,1101,1114,1150,1106,1120,1250,1276,1279,1221,1190,1096,25747,1217.5152644044288,"s2","d1","s2d1",null,null,null,null,null,null,null,null,null,null,null,null,null,null,null,null,null,null,null,null,null,null,null,null,null,null,null,null,null,null,null,null,null,null,null,null,null,null,null,null,null,null,8,4,172,{"$f":"OFFSET(EMP!$D$1,IF($CA$1,BX174,366-BX174),BY174)","v":998},{"$f":"IF(BZ174=SUMIF(EMP!$AQ$51:$AQ$90,CB173,EMP!$BK$51:$BK$90),CB173+1,CB173)","v":2},1337,{"$f":"SUMIF(EMP!$AQ$51:$AQ$90,CB174,EMP!$BJ$51:$BJ$90)","v":1265.3626074583512}]
[174,"2009-06-23",2,"Tuesday",1077,1122,1054,1032,1053,1064,1037,1051,1097,1126,1086,1095,1097,1130,1164,1160,1129,1124,1293,1293,1299,1260,1181,1143,27167,1225.0637379639859,"s2","d1","s2d1",null,null,null,null,null,null,null,null,null,null,null,null,null,null,null,null,null,null,null,null,null,null,null,null,null,null,null,null,null,null,null,null,null,null,null,null,null,null,null,null,null,null,8,5,173,{"$f":"OFFSET(EMP!$D$1,IF($CA$1,BX175,366-BX175),BY175)","v":1012},{"$f":"IF(BZ175=SUMIF(EMP!$AQ$51:$AQ$90,CB174,EMP!$BK$51:$BK$90),CB174+1,CB174)","v":2},1336.7,{"$f":"SUMIF(EMP!$AQ$51:$AQ$90,CB175,EMP!$BJ$51:$BJ$90)","v":1265.3626074583512}]
[175,"2009-06-24",3,"Wednesday",1103,1084,1060,1060,1061,1047,859,916,988,1025,1013,1051,834,958,1030,1053,1047,1074,1193,1247,1229,1202,1128,1067,25329,1221.8573641675873,"s2","d1","s2d1",null,null,null,null,null,null,null,null,null,null,null,null,null,null,null,null,null,null,null,null,null,null,null,null,null,null,null,null,null,null,null,null,null,null,null,null,null,null,null,null,null,null,8,6,174,{"$f":"OFFSET(EMP!$D$1,IF($CA$1,BX176,366-BX176),BY176)","v":1062},{"$f":"IF(BZ176=SUMIF(EMP!$AQ$51:$AQ$90,CB175,EMP!$BK$51:$BK$90),CB175+1,CB175)","v":2},1336,{"$f":"SUMIF(EMP!$AQ$51:$AQ$90,CB176,EMP!$BJ$51:$BJ$90)","v":1265.3626074583512}]
[176,"2009-06-25",4,"Thursday",1038,1018,990,971,1000,1003,733,912,825,932,986,703,924,934,1046,1047,1033,1014,1124,1192,1180,1136,1075,1016,23832,1212.0716277508286,"s2","d1","s2d1",null,null,null,null,null,null,null,null,null,null,null,null,null,null,null,null,null,null,null,null,null,null,null,null,null,null,null,null,null,null,null,null,null,null,null,null,null,null,null,null,null,null,8,7,175,{"$f":"OFFSET(EMP!$D$1,IF($CA$1,BX177,366-BX177),BY177)","v":985},{"$f":"IF(BZ177=SUMIF(EMP!$AQ$51:$AQ$90,CB176,EMP!$BK$51:$BK$90),CB176+1,CB176)","v":2},1335,{"$f":"SUMIF(EMP!$AQ$51:$AQ$90,CB177,EMP!$BJ$51:$BJ$90)","v":1265.3626074583512}]
[177,"2009-06-26",5,"Friday",941,942,912,932,968,981,1038,963,1012,987,995,990,1044,1005,1008,1036,1023,1040,1193,1176,1072,1057,983,940,24238,1210.1644649757457,"s2","d1","s2d1",null,null,null,null,null,null,null,null,null,null,null,null,null,null,null,null,null,null,null,null,null,null,null,null,null,null,null,null,null,null,null,null,null,null,null,null,null,null,null,null,null,null,8,8,176,{"$f":"OFFSET(EMP!$D$1,IF($CA$1,BX178,366-BX178),BY178)","v":1055.5},{"$f":"IF(BZ178=SUMIF(EMP!$AQ$51:$AQ$90,CB177,EMP!$BK$51:$BK$90),CB177+1,CB177)","v":2},1335,{"$f":"SUMIF(EMP!$AQ$51:$AQ$90,CB178,EMP!$BJ$51:$BJ$90)","v":1265.3626074583512}]
[178,"2009-06-27",6,"Saturday",909,860,871,877,885,903,867,878,895,967,980,984,963,934,950,956,954,1009,1226,1218,1210,1163,1090,1014,23563,1211.7480184781709,"s2","d1","s2d1",null,null,null,null,null,null,null,null,null,null,null,null,null,null,null,null,null,null,null,null,null,null,null,null,null,null,null,null,null,null,null,null,null,null,null,null,null,null,null,null,null,null,8,9,177,{"$f":"OFFSET(EMP!$D$1,IF($CA$1,BX179,366-BX179),BY179)","v":1106.5},{"$f":"IF(BZ179=SUMIF(EMP!$AQ$51:$AQ$90,CB178,EMP!$BK$51:$BK$90),CB178+1,CB178)","v":2},1335,{"$f":"SUMIF(EMP!$AQ$51:$AQ$90,CB179,EMP!$BJ$51:$BJ$90)","v":1265.3626074583512}]
[179,"2009-06-28",7,"Sunday",935,922,906,892,906,928,864,925,876,818,808,811,804,826,819,871,883,910,1083,1087,1077,1015,932,882,21780,1198.8732166303539,"s2","d1","s2d1",null,null,null,null,null,null,null,null,null,null,null,null,null,null,null,null,null,null,null,null,null,null,null,null,null,null,null,null,null,null,null,null,null,null,null,null,null,null,null,null,null,null,8,10,178,{"$f":"OFFSET(EMP!$D$1,IF($CA$1,BX180,366-BX180),BY180)","v":1115.5},{"$f":"IF(BZ180=SUMIF(EMP!$AQ$51:$AQ$90,CB179,EMP!$BK$51:$BK$90),CB179+1,CB179)","v":2},1334.3,{"$f":"SUMIF(EMP!$AQ$51:$AQ$90,CB180,EMP!$BJ$51:$BJ$90)","v":1265.3626074583512}]
[180,"2009-06-29",1,"Monday",831,822,816,823,874,968,939,930,975,975,1008,1012,997,1019,1029,1038,1013,1056,1130.7,1141.5,1143,1058,1061,1002,23661.200000000001,1192.0558949673184,"s2","d1","s2d1",null,null,null,null,null,null,null,null,null,null,null,null,null,null,null,null,null,null,null,null,null,null,null,null,null,null,null,null,null,null,null,null,null,null,null,null,null,null,null,null,null,null,8,11,179,{"$f":"OFFSET(EMP!$D$1,IF($CA$1,BX181,366-BX181),BY181)","v":1153.5},{"$f":"IF(BZ181=SUMIF(EMP!$AQ$51:$AQ$90,CB180,EMP!$BK$51:$BK$90),CB180+1,CB180)","v":2},1334,{"$f":"SUMIF(EMP!$AQ$51:$AQ$90,CB181,EMP!$BJ$51:$BJ$90)","v":1265.3626074583512}]
[181,"2009-06-30",2,"Tuesday",955,957,925,936,971,1015,995,978,985,1002,950,972,980,989,1022,986,978,958,1068,1050,1074,1058,990,949,23743,1179.6503054705865,"s2","d1","s2d1",null,null,null,null,null,null,null,null,null,null,null,null,null,null,null,null,null,null,null,null,null,null,null,null,null,null,null,null,null,null,null,null,null,null,null,null,null,null,null,null,null,null,8,12,180,{"$f":"OFFSET(EMP!$D$1,IF($CA$1,BX182,366-BX182),BY182)","v":1159.5},{"$f":"IF(BZ182=SUMIF(EMP!$AQ$51:$AQ$90,CB181,EMP!$BK$51:$BK$90),CB181+1,CB181)","v":2},1334,{"$f":"SUMIF(EMP!$AQ$51:$AQ$90,CB182,EMP!$BJ$51:$BJ$90)","v":1265.3626074583512}]
[182,"2009-07-01",3,"Wednesday",907,909,900,892,907,894,856,900,915,884,894,937,918,946,942,951,925,918,1121,1176,1133,1095,1046,962,22928,1173.7852749235278,"s2","d1","s2d1",null,null,null,null,null,null,null,null,null,null,null,null,null,null,null,null,null,null,null,null,null,null,null,null,null,null,null,null,null,null,null,null,null,null,null,null,null,null,null,null,null,null,8,13,181,{"$f":"OFFSET(EMP!$D$1,IF($CA$1,BX183,366-BX183),BY183)","v":1151.5},{"$f":"IF(BZ183=SUMIF(EMP!$AQ$51:$AQ$90,CB182,EMP!$BK$51:$BK$90),CB182+1,CB182)","v":2},1333.9,{"$f":"SUMIF(EMP!$AQ$51:$AQ$90,CB183,EMP!$BJ$51:$BJ$90)","v":1265.3626074583512}]
[183,"2009-07-02",4,"Thursday",954,923,921,900,951,890,976,990,1063,1071,1077,1050,1055,1068,1093,1095,1096,1047,1171,1209,1201,1163,1119,1076,25159,1173.506747431175,"s2","d1","s2d1",null,null,null,null,null,null,null,null,null,null,null,null,null,null,null,null,null,null,null,null,null,null,null,null,null,null,null,null,null,null,null,null,null,null,null,null,null,null,null,null,null,null,8,14,182,{"$f":"OFFSET(EMP!$D$1,IF($CA$1,BX184,366-BX184),BY184)","v":1146.5},{"$f":"IF(BZ184=SUMIF(EMP!$AQ$51:$AQ$90,CB183,EMP!$BK$51:$BK$90),CB183+1,CB183)","v":2},1333.4,{"$f":"SUMIF(EMP!$AQ$51:$AQ$90,CB184,EMP!$BJ$51:$BJ$90)","v":1265.3626074583512}]
[184,"2009-07-03",5,"Friday",1019,1004,989,965,1001,1039,990,1015,1052,1052,1076,1094,1041,1091,1087,1088,1054,1053,1155,1192,1221,1219,1201,1112,25810,1171.6560726880575,"s2","d1","s2d1",null,null,null,null,null,null,null,null,null,null,null,null,null,null,null,null,null,null,null,null,null,null,null,null,null,null,null,null,null,null,null,null,null,null,null,null,null,null,null,null,null,null,8,15,183,{"$f":"OFFSET(EMP!$D$1,IF($CA$1,BX185,366-BX185),BY185)","v":1159.5},{"$f":"IF(BZ185=SUMIF(EMP!$AQ$51:$AQ$90,CB184,EMP!$BK$51:$BK$90),CB184+1,CB184)","v":2},1333,{"$f":"SUMIF(EMP!$AQ$51:$AQ$90,CB185,EMP!$BJ$51:$BJ$90)","v":1265.3626074583512}]
[185,"2009-07-04",6,"Saturday",970,1004,969,960,972,932,876,906,940,937,956,984,970,975,968,969,974,1005,1160,1141,1155,1097,1097,1009,23926,1170.4904654192519,"s2","d1","s2d1",null,null,null,null,null,null,null,null,null,null,null,null,null,null,null,null,null,null,null,null,null,null,null,null,null,null,null,null,null,null,null,null,null,null,null,null,null,null,null,null,null,null,8,16,184,{"$f":"OFFSET(EMP!$D$1,IF($CA$1,BX186,366-BX186),BY186)","v":1154},{"$f":"IF(BZ186=SUMIF(EMP!$AQ$51:$AQ$90,CB185,EMP!$BK$51:$BK$90),CB185+1,CB185)","v":2},1333,{"$f":"SUMIF(EMP!$AQ$51:$AQ$90,CB186,EMP!$BJ$51:$BJ$90)","v":1265.3626074583512}]
[186,"2009-07-05",7,"Sunday",979,942,920,932,943,956,835,934,911,857,847,864,870,882,881,914,914,935,1118,1192,1191,1153,919,994,22883,1165.2414188773266,"s2","d1","s2d1",null,null,null,null,null,null,null,null,null,null,null,null,null,null,null,null,null,null,null,null,null,null,null,null,null,null,null,null,null,null,null,null,null,null,null,null,null,null,null,null,null,null,8,17,185,{"$f":"OFFSET(EMP!$D$1,IF($CA$1,BX187,366-BX187),BY187)","v":1125},{"$f":"IF(BZ187=SUMIF(EMP!$AQ$51:$AQ$90,CB186,EMP!$BK$51:$BK$90),CB186+1,CB186)","v":2},1333,{"$f":"SUMIF(EMP!$AQ$51:$AQ$90,CB187,EMP!$BJ$51:$BJ$90)","v":1265.3626074583512}]
[187,"2009-07-06",1,"Monday",934,903,890,889,930,985,963,976,1052,1076,1078,1054,1029,1064,1076,1093,1083,1072,1213,1229,1191,1152,1051,1026,25009,1170.0172769895939,"s2","d1","s2d1",null,null,null,null,null,null,null,null,null,null,null,null,null,null,null,null,null,null,null,null,null,null,null,null,null,null,null,null,null,null,null,null,null,null,null,null,null,null,null,null,null,null,8,18,186,{"$f":"OFFSET(EMP!$D$1,IF($CA$1,BX188,366-BX188),BY188)","v":1133},{"$f":"IF(BZ188=SUMIF(EMP!$AQ$51:$AQ$90,CB187,EMP!$BK$51:$BK$90),CB187+1,CB187)","v":2},1332.7,{"$f":"SUMIF(EMP!$AQ$51:$AQ$90,CB188,EMP!$BJ$51:$BJ$90)","v":1265.3626074583512}]
[188,"2009-07-07",2,"Tuesday",977,956,954,918,951,1007,986,1004,1027,1055,1078,1089,1021,1136,1122,1136,1114,1047,1253,1282,1259,1209,1070,1054,25705,1178.3155492906346,"s2","d1","s2d1",null,null,null,null,null,null,null,null,null,null,null,null,null,null,null,null,null,null,null,null,null,null,null,null,null,null,null,null,null,null,null,null,null,null,null,null,null,null,null,null,null,null,8,19,187,{"$f":"OFFSET(EMP!$D$1,IF($CA$1,BX189,366-BX189),BY189)","v":1305},{"$f":"IF(BZ189=SUMIF(EMP!$AQ$51:$AQ$90,CB188,EMP!$BK$51:$BK$90),CB188+1,CB188)","v":2},1332,{"$f":"SUMIF(EMP!$AQ$51:$AQ$90,CB189,EMP!$BJ$51:$BJ$90)","v":1265.3626074583512}]
[189,"2009-07-08",3,"Wednesday",1029,963,975,963,971,1028,969,974,1003,1018,1019,987,934,961,974,996,984,986,1178,1148,1160,1080,1020,969,24289,1178.2839943615711,"s2","d1","s2d1",null,null,null,null,null,null,null,null,null,null,null,null,null,null,null,null,null,null,null,null,null,null,null,null,null,null,null,null,null,null,null,null,null,null,null,null,null,null,null,null,null,null,8,20,188,{"$f":"OFFSET(EMP!$D$1,IF($CA$1,BX190,366-BX190),BY190)","v":1309},{"$f":"IF(BZ190=SUMIF(EMP!$AQ$51:$AQ$90,CB189,EMP!$BK$51:$BK$90),CB189+1,CB189)","v":2},1332,{"$f":"SUMIF(EMP!$AQ$51:$AQ$90,CB190,EMP!$BJ$51:$BJ$90)","v":1265.3626074583512}]
[190,"2009-07-09",4,"Thursday",908,900,894,906,918,1010,968,967,998,993,1005,1004,965,1049,1019,1019,1033,1014,1173,1123,1144,1081,1052,978,24121,1177.755594925414,"s2","d1","s2d1",null,null,null,null,null,null,null,null,null,null,null,null,null,null,null,null,null,null,null,null,null,null,null,null,null,null,null,null,null,null,null,null,null,null,null,null,null,null,null,null,null,null,8,21,189,{"$f":"OFFSET(EMP!$D$1,IF($CA$1,BX191,366-BX191),BY191)","v":1319},{"$f":"IF(BZ191=SUMIF(EMP!$AQ$51:$AQ$90,CB190,EMP!$BK$51:$BK$90),CB190+1,CB190)","v":2},1332,{"$f":"SUMIF(EMP!$AQ$51:$AQ$90,CB191,EMP!$BJ$51:$BJ$90)","v":1265.3626074583512}]
[191,"2009-07-10",5,"Friday",922,909,917,795,839,981,945,949,984,1005,997,992,973,979,980,991,998,1054,1171,1166,1143,1101,1016,970,23777,1177.0800354328726,"s2","d1","s2d1",null,null,null,null,null,null,null,null,null,null,null,null,null,null,null,null,null,null,null,null,null,null,null,null,null,null,null,null,null,null,null,null,null,null,null,null,null,null,null,null,null,null,8,22,190,{"$f":"OFFSET(EMP!$D$1,IF($CA$1,BX192,366-BX192),BY192)","v":1256},{"$f":"IF(BZ192=SUMIF(EMP!$AQ$51:$AQ$90,CB191,EMP!$BK$51:$BK$90),CB191+1,CB191)","v":2},1332,{"$f":"SUMIF(EMP!$AQ$51:$AQ$90,CB192,EMP!$BJ$51:$BJ$90)","v":1265.3626074583512}]
[192,"2009-07-11",6,"Saturday",900,889,876,881,893,910,884,899,914,929.4,944.5,933,930,920,918,925,918,944,1072,1174,1167,1114,1030,998,22962.9,1166.5720318895853,"s2","d1","s2d1",null,null,null,null,null,null,null,null,null,null,null,null,null,null,null,null,null,null,null,null,null,null,null,null,null,null,null,null,null,null,null,null,null,null,null,null,null,null,null,null,null,null,8,23,191,{"$f":"OFFSET(EMP!$D$1,IF($CA$1,BX193,366-BX193),BY193)","v":1179},{"$f":"IF(BZ193=SUMIF(EMP!$AQ$51:$AQ$90,CB192,EMP!$BK$51:$BK$90),CB192+1,CB192)","v":2},1332,{"$f":"SUMIF(EMP!$AQ$51:$AQ$90,CB193,EMP!$BJ$51:$BJ$90)","v":1265.3626074583512}]
[193,"2009-07-12",7,{"$f":"VLOOKUP(C194,weekdays,2,FALSE)","v":"Sunday"},893,872,851,847,868,877,858,876,867,750,721,748,782,798,840,840,857,878,1109,1146,1134,1100,987,923,{"$f":"SUM(E194:AB194)","v":21422},1160.814828700627,"s2","d1","s2d1",null,null,null,null,null,null,null,null,null,null,null,null,null,null,null,null,null,null,null,null,null,null,null,null,null,null,null,null,null,null,null,null,null,null,null,null,null,null,null,null,null,null,8,24,192,{"$f":"OFFSET(EMP!$D$1,IF($CA$1,BX194,366-BX194),BY194)","v":1088},{"$f":"IF(BZ194=SUMIF(EMP!$AQ$51:$AQ$90,CB193,EMP!$BK$51:$BK$90),CB193+1,CB193)","v":2},1332,{"$f":"SUMIF(EMP!$AQ$51:$AQ$90,CB194,EMP!$BJ$51:$BJ$90)","v":1265.3626074583512}]
[194,"2009-07-13",{"$f":"WEEKDAY(B195,2)","v":1},"Monday",877,866,822,826,890,870,838,961,997,1034,1060,1010,999,1016,1042,1068,1054,1053,1196.3,1222,1214,1162,1087,1006,24170.3,1164.3633458305644,{"$f":"IF(AND(A195>$AJ$6,A195<$AJ$7),\"s2\",IF(A195<=$AJ$6,\"s1\",\"s3\"))","v":"s2"},"d1",{"$f":"AE195&AF195","v":"s2d1"},null,null,null,null,null,null,null,null,null,null,null,null,null,null,null,null,null,null,null,null,null,null,null,null,null,null,null,null,null,null,null,null,null,null,null,null,null,null,null,null,null,null,{"$f":"ROUNDDOWN((BZ195-1)/24,0)+1","v":9},1,193,{"$f":"OFFSET(EMP!$D$1,IF($CA$1,BX195,366-BX195),BY195)","v":1073},{"$f":"IF(BZ195=SUMIF(EMP!$AQ$51:$AQ$90,CB194,EMP!$BK$51:$BK$90),CB194+1,CB194)","v":2},1332,{"$f":"SUMIF(EMP!$AQ$51:$AQ$90,CB195,EMP!$BJ$51:$BJ$90)","v":1265.3626074583512}]
[{"$f":"A195+1","v":195},"2009-07-14",2,"Tuesday",961,939,939,919,968,1002,977,1006,1030,1000,1008,1023,984,997,1043,924,998,1008,1180,1207,1205,1143,1081,1004,24546,1165.9270112475081,"s2","d1","s2d1",null,null,null,null,null,null,null,null,null,null,null,null,null,null,null,null,null,null,null,null,null,null,null,null,null,null,null,null,null,null,null,null,null,null,null,null,null,null,null,null,null,null,9,2,{"$f":"BZ195+1","v":194},{"$f":"OFFSET(EMP!$D$1,IF($CA$1,BX196,366-BX196),BY196)","v":1042},{"$f":"IF(BZ196=SUMIF(EMP!$AQ$51:$AQ$90,CB195,EMP!$BK$51:$BK$90),CB195+1,CB195)","v":2},1331.1,{"$f":"SUMIF(EMP!$AQ$51:$AQ$90,CB196,EMP!$BJ$51:$BJ$90)","v":1265.3626074583512}]
[196,"2009-07-15",3,"Wednesday",931,951,923,910,950,1020,967,986,1026,1057,1019,1005,1009,990,1050,1003,1055,1038,1184,1225,1232,1144,1099,1037,24811,1167.7343101227573,"s2","d1","s2d1",null,null,null,null,null,null,null,null,null,null,null,null,null,null,null,null,null,null,null,null,null,null,null,null,null,null,null,null,null,null,null,null,null,null,null,null,null,null,null,null,null,null,9,3,195,{"$f":"OFFSET(EMP!$D$1,IF($CA$1,BX197,366-BX197),BY197)","v":1000},{"$f":"IF(BZ197=SUMIF(EMP!$AQ$51:$AQ$90,CB196,EMP!$BK$51:$BK$90),CB196+1,CB196)","v":2},1331,{"$f":"SUMIF(EMP!$AQ$51:$AQ$90,CB197,EMP!$BJ$51:$BJ$90)","v":1265.3626074583512}]
[197,"2009-07-16",4,"Thursday",974,978,982,937,975,1059,973,968,1022,1063,1045,1089,1033,1041,1072,1087,1081,1031,1199,1225,1197,1180,1096,1036,25343,1170.8608791104816,"s2","d1","s2d1",null,null,null,null,null,null,null,null,null,null,null,null,null,null,null,null,null,null,null,null,null,null,null,null,null,null,null,null,null,null,null,null,null,null,null,null,null,null,null,null,null,null,9,4,196,{"$f":"OFFSET(EMP!$D$1,IF($CA$1,BX198,366-BX198),BY198)","v":1013},{"$f":"IF(BZ198=SUMIF(EMP!$AQ$51:$AQ$90,CB197,EMP!$BK$51:$BK$90),CB197+1,CB197)","v":2},1331,{"$f":"SUMIF(EMP!$AQ$51:$AQ$90,CB198,EMP!$BJ$51:$BJ$90)","v":1265.3626074583512}]
[198,"2009-07-17",5,"Friday",986,984,969,959,977,1032,1007,1014,1035,1035,1030,1035,1008,984,100.1,1013.8,1019,1051,1195,1214,1190,1161,1073,1017,24088.9,1173.2747911994336,"s2","d1","s2d1",null,null,null,null,null,null,null,null,null,null,null,null,null,null,null,null,null,null,null,null,null,null,null,null,null,null,null,null,null,null,null,null,null,null,null,null,null,null,null,null,null,null,9,5,197,{"$f":"OFFSET(EMP!$D$1,IF($CA$1,BX199,366-BX199),BY199)","v":1041},{"$f":"IF(BZ199=SUMIF(EMP!$AQ$51:$AQ$90,CB198,EMP!$BK$51:$BK$90),CB198+1,CB198)","v":2},1331,{"$f":"SUMIF(EMP!$AQ$51:$AQ$90,CB199,EMP!$BJ$51:$BJ$90)","v":1265.3626074583512}]
[199,"2009-07-18",6,"Saturday",972,988,984,943,930,986,938,948,942,988,921,924,928,935,929,932,929,983,1050,1105,1131.7,1105.3,1055,1008,23555,1160.9473120794903,"s2","d1","s2d1",null,null,null,null,null,null,null,null,null,null,null,null,null,null,null,null,null,null,null,null,null,null,null,null,null,null,null,null,null,null,null,null,null,null,null,null,null,null,null,null,null,null,9,6,198,{"$f":"OFFSET(EMP!$D$1,IF($CA$1,BX200,366-BX200),BY200)","v":1145},{"$f":"IF(BZ200=SUMIF(EMP!$AQ$51:$AQ$90,CB199,EMP!$BK$51:$BK$90),CB199+1,CB199)","v":2},1330,{"$f":"SUMIF(EMP!$AQ$51:$AQ$90,CB200,EMP!$BJ$51:$BJ$90)","v":1265.3626074583512}]
[200,"2009-07-19",7,"Sunday",917,894,899,898,966,909,896,911,892,857,855,843,834,849,857,907,845,899,1145,1207,1200,1187,1063,1011,22741,1159.3525808715412,"s2","d1","s2d1",null,null,null,null,null,null,null,null,null,null,null,null,null,null,null,null,null,null,null,null,null,null,null,null,null,null,null,null,null,null,null,null,null,null,null,null,null,null,null,null,null,null,9,7,199,{"$f":"OFFSET(EMP!$D$1,IF($CA$1,BX201,366-BX201),BY201)","v":1008},{"$f":"IF(BZ201=SUMIF(EMP!$AQ$51:$AQ$90,CB200,EMP!$BK$51:$BK$90),CB200+1,CB200)","v":2},1329.1,{"$f":"SUMIF(EMP!$AQ$51:$AQ$90,CB201,EMP!$BJ$51:$BJ$90)","v":1265.3626074583512}]
[201,"2009-07-20",1,"Monday",932,914,890,1049,954,1019,979,995,1053,1065,1064.2,1092.0999999999999,1070.9000000000001,1079,1085,1099,1053,1095,1249,1310,1281,1232,1100,1035,25695.200000000001,1168.3173227843872,"s2","d1","s2d1",null,null,null,null,null,null,null,null,null,null,null,null,null,null,null,null,null,null,null,null,null,null,null,null,null,null,null,null,null,null,null,null,null,null,null,null,null,null,null,null,null,null,9,8,200,{"$f":"OFFSET(EMP!$D$1,IF($CA$1,BX202,366-BX202),BY202)","v":1048},{"$f":"IF(BZ202=SUMIF(EMP!$AQ$51:$AQ$90,CB201,EMP!$BK$51:$BK$90),CB201+1,CB201)","v":2},1329,{"$f":"SUMIF(EMP!$AQ$51:$AQ$90,CB202,EMP!$BJ$51:$BJ$90)","v":1265.3626074583512}]
[202,"2009-07-21",2,"Tuesday",1072,1021,993,1002,1040,1075,999,1033,1071,1092,1109,1111,1066,1076,1110,1065,1080,1042,1279,1219,1230,1179,1093,1045,26102,1179.3855905059486,"s2","d1","s2d1",null,null,null,null,null,null,null,null,null,null,null,null,null,null,null,null,null,null,null,null,null,null,null,null,null,null,null,null,null,null,null,null,null,null,null,null,null,null,null,null,null,null,9,9,201,{"$f":"OFFSET(EMP!$D$1,IF($CA$1,BX203,366-BX203),BY203)","v":1069},{"$f":"IF(BZ203=SUMIF(EMP!$AQ$51:$AQ$90,CB202,EMP!$BK$51:$BK$90),CB202+1,CB202)","v":2},1328,{"$f":"SUMIF(EMP!$AQ$51:$AQ$90,CB203,EMP!$BJ$51:$BJ$90)","v":1265.3626074583512}]
[203,"2009-07-22",3,"Wednesday",986,968,958,979,1042,1096,1027,1019,1054,1040,1013,1036.9000000000001,1010,1072,1100,995,1034,1030,1245,1277,1165,1203,1117,1050,25516.9,1185.9470314553537,"s2","d1","s2d1",null,null,null,null,null,null,null,null,null,null,null,null,null,null,null,null,null,null,null,null,null,null,null,null,null,null,null,null,null,null,null,null,null,null,null,null,null,null,null,null,null,null,9,10,202,{"$f":"OFFSET(EMP!$D$1,IF($CA$1,BX204,366-BX204),BY204)","v":1054},{"$f":"IF(BZ204=SUMIF(EMP!$AQ$51:$AQ$90,CB203,EMP!$BK$51:$BK$90),CB203+1,CB203)","v":2},1327.7,{"$f":"SUMIF(EMP!$AQ$51:$AQ$90,CB204,EMP!$BJ$51:$BJ$90)","v":1265.3626074583512}]
[204,"2009-07-23",4,"Thursday",997,958,963,962,973,1031,1012,1000,1036,1033,1068,1034,1023,1018,1043,1060,1050,1031,1191,1197.2,1210.9000000000001,1186.9000000000001,1135.9000000000001,1023,25236.900000000005,{"$f":"AD204*(1-$AH$1)+W205*$AH$1","v":1186.4523283098183},"s2","d1","s2d1",null,null,null,null,null,null,null,null,null,null,null,null,null,null,null,null,null,null,null,null,null,null,null,null,null,null,null,null,null,null,null,null,null,null,null,null,null,null,null,null,null,null,9,11,203,{"$f":"OFFSET(EMP!$D$1,IF($CA$1,BX205,366-BX205),BY205)","v":1008},{"$f":"IF(BZ205=SUMIF(EMP!$AQ$51:$AQ$90,CB204,EMP!$BK$51:$BK$90),CB204+1,CB204)","v":2},1327.7,{"$f":"SUMIF(EMP!$AQ$51:$AQ$90,CB205,EMP!$BJ$51:$BJ$90)","v":1265.3626074583512}]
[205,"2009-07-24",5,"Friday",981,980,959,955,961,1020,991,994,1036,1043,1038,1062,1049,1059.4000000000001,1076,1091,1025,1079,1222.4000000000001,1281.2,1276.0999999999999,1233,1132.9000000000001,1070,25615.000000000004,1190.0470954788366,"s2","d1","s2d1",null,null,null,null,null,null,null,null,null,null,null,null,null,null,null,null,null,null,null,null,null,null,null,null,null,null,null,null,null,null,null,null,null,null,null,null,null,null,null,null,null,null,9,12,204,{"$f":"OFFSET(EMP!$D$1,IF($CA$1,BX206,366-BX206),BY206)","v":1101},{"$f":"IF(BZ206=SUMIF(EMP!$AQ$51:$AQ$90,CB205,EMP!$BK$51:$BK$90),CB205+1,CB205)","v":2},1327.4,{"$f":"SUMIF(EMP!$AQ$51:$AQ$90,CB206,EMP!$BJ$51:$BJ$90)","v":1265.3626074583512}]
[206,"2009-07-25",6,"Saturday",970,992,976,973,970,992,939,931,935,958,959,936,929,911,914,887,915,946,1159,1218,1196,1141,1052,1004,23803,1186.9423859309532,"s2","d1","s2d1",null,null,null,null,null,null,null,null,null,null,null,null,null,null,null,null,null,null,null,null,null,null,null,null,null,null,null,null,null,null,null,null,null,null,null,null,null,null,null,null,null,null,9,13,205,{"$f":"OFFSET(EMP!$D$1,IF($CA$1,BX207,366-BX207),BY207)","v":1101},{"$f":"IF(BZ207=SUMIF(EMP!$AQ$51:$AQ$90,CB206,EMP!$BK$51:$BK$90),CB206+1,CB206)","v":2},1327.2,{"$f":"SUMIF(EMP!$AQ$51:$AQ$90,CB207,EMP!$BJ$51:$BJ$90)","v":1265.3626074583512}]
[207,"2009-07-26",7,"Sunday",906,924,907,905,900,934,892,898,883,820,822,821,780,835,866,875,879,921,1199.9000000000001,1164.2,1155.8,1070,974,917,22248.9,1188.238147337858,"s2","d1","s2d1",null,null,null,null,null,null,null,null,null,null,null,null,null,null,null,null,null,null,null,null,null,null,null,null,null,null,null,null,null,null,null,null,null,null,null,null,null,null,null,null,null,null,9,14,206,{"$f":"OFFSET(EMP!$D$1,IF($CA$1,BX208,366-BX208),BY208)","v":1097},{"$f":"IF(BZ208=SUMIF(EMP!$AQ$51:$AQ$90,CB207,EMP!$BK$51:$BK$90),CB207+1,CB207)","v":2},1327,{"$f":"SUMIF(EMP!$AQ$51:$AQ$90,CB208,EMP!$BJ$51:$BJ$90)","v":1265.3626074583512}]
[208,"2009-07-27",1,"Monday",870,882,878,860,892,976,966,983,999,1026,1011.5,999,991,982,987,1016,943,982,1172,1238,1194,1211,1041,972,24071.5,1186.6143326040722,"s2","d1","s2d1",null,null,null,null,null,null,null,null,null,null,null,null,null,null,null,null,null,null,null,null,null,null,null,null,null,null,null,null,null,null,null,null,null,null,null,null,null,null,null,null,null,null,9,15,207,{"$f":"OFFSET(EMP!$D$1,IF($CA$1,BX209,366-BX209),BY209)","v":1100},{"$f":"IF(BZ209=SUMIF(EMP!$AQ$51:$AQ$90,CB208,EMP!$BK$51:$BK$90),CB208+1,CB208)","v":2},1327,{"$f":"SUMIF(EMP!$AQ$51:$AQ$90,CB209,EMP!$BJ$51:$BJ$90)","v":1265.3626074583512}]
[209,"2009-07-28",2,"Tuesday",924,925,894,910,984,1013,992,990,1008,1032,1020,997,1002,1002,987,977,996,986,1178.5999999999999,1225.4000000000001,1207.3,1141,1064,980,24435.3,1185.8128993436649,"s2","d1","s2d1",null,null,null,null,null,null,null,null,null,null,null,null,null,null,null,null,null,null,null,null,null,null,null,null,null,null,null,null,null,null,null,null,null,null,null,null,null,null,null,null,null,null,9,16,208,{"$f":"OFFSET(EMP!$D$1,IF($CA$1,BX210,366-BX210),BY210)","v":1110},{"$f":"IF(BZ210=SUMIF(EMP!$AQ$51:$AQ$90,CB209,EMP!$BK$51:$BK$90),CB209+1,CB209)","v":2},1327,{"$f":"SUMIF(EMP!$AQ$51:$AQ$90,CB210,EMP!$BJ$51:$BJ$90)","v":1265.3626074583512}]
[210,"2009-07-29",3,"Wednesday",932,905,898,905,982,990,958,921,947,941,954,956,948,944,949,974,991,858,1177,1205,1172,1123,1030,1021,23681,1184.9316094092985,"s2","d1","s2d1",null,null,null,null,null,null,null,null,null,null,null,null,null,null,null,null,null,null,null,null,null,null,null,null,null,null,null,null,null,null,null,null,null,null,null,null,null,null,null,null,null,null,9,17,209,{"$f":"OFFSET(EMP!$D$1,IF($CA$1,BX211,366-BX211),BY211)","v":1099},{"$f":"IF(BZ211=SUMIF(EMP!$AQ$51:$AQ$90,CB210,EMP!$BK$51:$BK$90),CB210+1,CB210)","v":2},1326.4,{"$f":"SUMIF(EMP!$AQ$51:$AQ$90,CB211,EMP!$BJ$51:$BJ$90)","v":1265.3626074583512}]
[211,"2009-07-30",4,"Thursday",971,950,954,962,978,1048,1021,1065,1075,1079,1082,1011,1030,1013,1047,1057,1076,1048,1199,1216,1202,1120,1085,1022,25311,1186.3384484683688,"s2","d1","s2d1",null,null,null,null,null,null,null,null,null,null,null,null,null,null,null,null,null,null,null,null,null,null,null,null,null,null,null,null,null,null,null,null,null,null,null,null,null,null,null,null,null,null,9,18,210,{"$f":"OFFSET(EMP!$D$1,IF($CA$1,BX212,366-BX212),BY212)","v":1111},{"$f":"IF(BZ212=SUMIF(EMP!$AQ$51:$AQ$90,CB211,EMP!$BK$51:$BK$90),CB211+1,CB211)","v":2},1326,{"$f":"SUMIF(EMP!$AQ$51:$AQ$90,CB212,EMP!$BJ$51:$BJ$90)","v":1265.3626074583512}]
[212,"2009-07-31",5,"Friday",974,941,933,898,938,987,972,952,1002,1003,973,976,937,930,954,960,956,975,1135,1159,1153,1106,980,943,23737,1181.204603621532,"s2","d1","s2d1",null,null,null,null,null,null,null,null,null,null,null,null,null,null,null,null,null,null,null,null,null,null,null,null,null,null,null,null,null,null,null,null,null,null,null,null,null,null,null,null,null,null,9,19,211,{"$f":"OFFSET(EMP!$D$1,IF($CA$1,BX213,366-BX213),BY213)","v":1265},{"$f":"IF(BZ213=SUMIF(EMP!$AQ$51:$AQ$90,CB212,EMP!$BK$51:$BK$90),CB212+1,CB212)","v":2},1326,{"$f":"SUMIF(EMP!$AQ$51:$AQ$90,CB213,EMP!$BJ$51:$BJ$90)","v":1265.3626074583512}]
[213,"2009-08-01",6,"Saturday",902,888,887,891,900,911,855,892,888,902,871,886,868,867,883,871,881,922,1157.9000000000001,1175.5,1153.4000000000001,1088,1038,966,22543.800000000003,1178.8741432593788,"s2","d1","s2d1",null,null,null,null,null,null,null,null,null,null,null,null,null,null,null,null,null,null,null,null,null,null,null,null,null,null,null,null,null,null,null,null,null,null,null,null,null,null,null,null,null,null,9,20,212,{"$f":"OFFSET(EMP!$D$1,IF($CA$1,BX214,366-BX214),BY214)","v":1279},{"$f":"IF(BZ214=SUMIF(EMP!$AQ$51:$AQ$90,CB213,EMP!$BK$51:$BK$90),CB213+1,CB213)","v":2},1325.3,{"$f":"SUMIF(EMP!$AQ$51:$AQ$90,CB214,EMP!$BJ$51:$BJ$90)","v":1265.3626074583512}]
[214,"2009-08-02",7,"Sunday",889,874,857,852,855,896,849,879,845,838,820,818,835,832,845,852,846,884,1096,1124,1132,1070,990,885,21663,1170.5867289334408,"s2","d1","s2d1",null,null,null,null,null,null,null,null,null,null,null,null,null,null,null,null,null,null,null,null,null,null,null,null,null,null,null,null,null,null,null,null,null,null,null,null,null,null,null,null,null,null,9,21,213,{"$f":"OFFSET(EMP!$D$1,IF($CA$1,BX215,366-BX215),BY215)","v":1291},{"$f":"IF(BZ215=SUMIF(EMP!$AQ$51:$AQ$90,CB214,EMP!$BK$51:$BK$90),CB214+1,CB214)","v":2},1325,{"$f":"SUMIF(EMP!$AQ$51:$AQ$90,CB215,EMP!$BJ$51:$BJ$90)","v":1265.3626074583512}]
[215,"2009-08-03",1,"Monday",895,873,841,813,869,952,945,959,988,996,1031,1021,1005,1021,1035,1033,1018,1039,1224,1243,1225,1165,1066,1013,24270,1175.9280560400969,"s2","d1","s2d1",null,null,null,null,null,null,null,null,null,null,null,null,null,null,null,null,null,null,null,null,null,null,null,null,null,null,null,null,null,null,null,null,null,null,null,null,null,null,null,null,null,null,9,22,214,{"$f":"OFFSET(EMP!$D$1,IF($CA$1,BX216,366-BX216),BY216)","v":1223},{"$f":"IF(BZ216=SUMIF(EMP!$AQ$51:$AQ$90,CB215,EMP!$BK$51:$BK$90),CB215+1,CB215)","v":2},1324.9,{"$f":"SUMIF(EMP!$AQ$51:$AQ$90,CB216,EMP!$BJ$51:$BJ$90)","v":1265.3626074583512}]
[216,"2009-08-04",2,"Tuesday",941,912,898,913,953,994,981,973,989,926,993,958,977,991,985,1003,972,930,1224,1185,1171,1108,992,924,23893,1180.7352504360872,"s2","d1","s2d1",null,null,null,null,null,null,null,null,null,null,null,null,null,null,null,null,null,null,null,null,null,null,null,null,null,null,null,null,null,null,null,null,null,null,null,null,null,null,null,null,null,null,9,23,215,{"$f":"OFFSET(EMP!$D$1,IF($CA$1,BX217,366-BX217),BY217)","v":1166},{"$f":"IF(BZ217=SUMIF(EMP!$AQ$51:$AQ$90,CB216,EMP!$BK$51:$BK$90),CB216+1,CB216)","v":2},1324.6,{"$f":"SUMIF(EMP!$AQ$51:$AQ$90,CB217,EMP!$BJ$51:$BJ$90)","v":1265.3626074583512}]
[217,"2009-08-05",3,"Wednesday",898,884,869,895,919,948,930,996,981,997,996,943,864,937,952,963,970,993,1175.9000000000001,1197,1172,1168,1021,946,23614.9,1180.2517253924784,"s2","d1","s2d1",null,null,null,null,null,null,null,null,null,null,null,null,null,null,null,null,null,null,null,null,null,null,null,null,null,null,null,null,null,null,null,null,null,null,null,null,null,null,null,null,null,null,9,24,216,{"$f":"OFFSET(EMP!$D$1,IF($CA$1,BX218,366-BX218),BY218)","v":1085},{"$f":"IF(BZ218=SUMIF(EMP!$AQ$51:$AQ$90,CB217,EMP!$BK$51:$BK$90),CB217+1,CB217)","v":2},1324.5,{"$f":"SUMIF(EMP!$AQ$51:$AQ$90,CB218,EMP!$BJ$51:$BJ$90)","v":1265.3626074583512}]
[218,"2009-08-06",4,"Thursday",906,847,896,845,908,964,978,1005,1041,1028,1012,965,967,962,969,997,979,1031,1175,1221,1195,1120,1036,971,24018,1179.7265528532307,"s2","d1","s2d1",null,null,null,null,null,null,null,null,null,null,null,null,null,null,null,null,null,null,null,null,null,null,null,null,null,null,null,null,null,null,null,null,null,null,null,null,null,null,null,null,null,null,10,{"$f":"BY195","v":1},217,{"$f":"OFFSET(EMP!$D$1,IF($CA$1,BX219,366-BX219),BY219)","v":1053},{"$f":"IF(BZ219=SUMIF(EMP!$AQ$51:$AQ$90,CB218,EMP!$BK$51:$BK$90),CB218+1,CB218)","v":2},1324.4,{"$f":"SUMIF(EMP!$AQ$51:$AQ$90,CB219,EMP!$BJ$51:$BJ$90)","v":1265.3626074583512}]
[219,"2009-08-07",5,"Friday",936,924,915,925,944,986,961,979,1014,1020,1018,982,976,997,1025,1035,1020,1000,1191,1232,1233,1135,1061,998,24507,1180.8538975679076,"s2","d1","s2d1",null,null,null,null,null,null,null,null,null,null,null,null,null,null,null,null,null,null,null,null,null,null,null,null,null,null,null,null,null,null,null,null,null,null,null,null,null,null,null,null,null,null,10,2,218,{"$f":"OFFSET(EMP!$D$1,IF($CA$1,BX220,366-BX220),BY220)","v":1025},{"$f":"IF(BZ220=SUMIF(EMP!$AQ$51:$AQ$90,CB219,EMP!$BK$51:$BK$90),CB219+1,CB219)","v":2},1324,{"$f":"SUMIF(EMP!$AQ$51:$AQ$90,CB220,EMP!$BJ$51:$BJ$90)","v":1265.3626074583512}]
[220,"2009-08-08",6,"Saturday",938,941,912,923,932,953,913,921,931,927,909,955,850,894,900,906,913,945,1152.3,1216,1208,1145,1055,989,23328.3,1177.998507811117,"s2","d1","s2d1",null,null,null,null,null,null,null,null,null,null,null,null,null,null,null,null,null,null,null,null,null,null,null,null,null,null,null,null,null,null,null,null,null,null,null,null,null,null,null,null,null,null,10,3,219,{"$f":"OFFSET(EMP!$D$1,IF($CA$1,BX221,366-BX221),BY221)","v":1000},{"$f":"IF(BZ221=SUMIF(EMP!$AQ$51:$AQ$90,CB220,EMP!$BK$51:$BK$90),CB220+1,CB220)","v":2},1324,{"$f":"SUMIF(EMP!$AQ$51:$AQ$90,CB221,EMP!$BJ$51:$BJ$90)","v":1265.3626074583512}]
[221,"2009-08-09",7,"Sunday",917,892,898,896,890,914,892,910,901,859,844,863,835,857,862,860,849,885,1120,1157,1141,1070,977,904,22193,1172.1986570300053,"s2","d1","s2d1",null,null,null,null,null,null,null,null,null,null,null,null,null,null,null,null,null,null,null,null,null,null,null,null,null,null,null,null,null,null,null,null,null,null,null,null,null,null,null,null,null,null,10,4,220,{"$f":"OFFSET(EMP!$D$1,IF($CA$1,BX222,366-BX222),BY222)","v":990},{"$f":"IF(BZ222=SUMIF(EMP!$AQ$51:$AQ$90,CB221,EMP!$BK$51:$BK$90),CB221+1,CB221)","v":2},1324,{"$f":"SUMIF(EMP!$AQ$51:$AQ$90,CB222,EMP!$BJ$51:$BJ$90)","v":1265.3626074583512}]
[222,"2009-08-10",1,"Monday",897,883,874,863,875,926,929,974,1018,1043,1055,1041,1039,1060,1075,1083,1040,1046,1240.2,1264.7,1244.3,1167,1042,973,24652.2,1178.9987913270047,"s2","d1","s2d1",null,null,null,null,null,null,null,null,null,null,null,null,null,null,null,null,null,null,null,null,null,null,null,null,null,null,null,null,null,null,null,null,null,null,null,null,null,null,null,null,null,null,10,5,221,{"$f":"OFFSET(EMP!$D$1,IF($CA$1,BX223,366-BX223),BY223)","v":1003},{"$f":"IF(BZ223=SUMIF(EMP!$AQ$51:$AQ$90,CB222,EMP!$BK$51:$BK$90),CB222+1,CB222)","v":2},1324,{"$f":"SUMIF(EMP!$AQ$51:$AQ$90,CB223,EMP!$BJ$51:$BJ$90)","v":1265.3626074583512}]
[223,"2009-08-11",2,"Tuesday",962,945,928,916,951,991,984,1004,1047,1014,1014,1000,985,1003,993,1022,1054,1078,1232.5999999999999,1243.2,1227.2,1152,1042,987,24775,1184.3589121943044,"s2","d1","s2d1",null,null,null,null,null,null,null,null,null,null,null,null,null,null,null,null,null,null,null,null,null,null,null,null,null,null,null,null,null,null,null,null,null,null,null,null,null,null,null,null,null,null,10,6,222,{"$f":"OFFSET(EMP!$D$1,IF($CA$1,BX224,366-BX224),BY224)","v":1039},{"$f":"IF(BZ224=SUMIF(EMP!$AQ$51:$AQ$90,CB223,EMP!$BK$51:$BK$90),CB223+1,CB223)","v":2},1324,{"$f":"SUMIF(EMP!$AQ$51:$AQ$90,CB224,EMP!$BJ$51:$BJ$90)","v":1265.3626074583512}]
[224,"2009-08-12",3,"Wednesday",950,930,912,929,958,988,978,1024,1057,983,1049,1032,1032,1017,1026,1021,1007,1075,1232.8,1269.5,1243.8,1177,1051,1012,24954.1,1189.2030209748739,"s2","d1","s2d1",null,null,null,null,null,null,null,null,null,null,null,null,null,null,null,null,null,null,null,null,null,null,null,null,null,null,null,null,null,null,null,null,null,null,null,null,null,null,null,null,null,null,10,7,223,{"$f":"OFFSET(EMP!$D$1,IF($CA$1,BX225,366-BX225),BY225)","v":947},{"$f":"IF(BZ225=SUMIF(EMP!$AQ$51:$AQ$90,CB224,EMP!$BK$51:$BK$90),CB224+1,CB224)","v":2},1324,{"$f":"SUMIF(EMP!$AQ$51:$AQ$90,CB225,EMP!$BJ$51:$BJ$90)","v":1265.3626074583512}]
[225,"2009-08-13",4,"Thursday",963,974,941,963,967,1011,1009,1033,1046,1042,1031,1021,993,1010,1015,1024,1037,1022,1230,1246,1215,1174,1078,997,25042,1193.2827188773865,"s2","d1","s2d1",null,null,null,null,null,null,null,null,null,null,null,null,null,null,null,null,null,null,null,null,null,null,null,null,null,null,null,null,null,null,null,null,null,null,null,null,null,null,null,null,null,null,10,8,224,{"$f":"OFFSET(EMP!$D$1,IF($CA$1,BX226,366-BX226),BY226)","v":923},{"$f":"IF(BZ226=SUMIF(EMP!$AQ$51:$AQ$90,CB225,EMP!$BK$51:$BK$90),CB225+1,CB225)","v":2},1323.9,{"$f":"SUMIF(EMP!$AQ$51:$AQ$90,CB226,EMP!$BJ$51:$BJ$90)","v":1265.3626074583512}]
[226,"2009-08-14",5,"Friday",960,799,918,927,955,994,993,1032,1024,1043,1050,1067,1077,1110,1134,1094,1073,1072,1240.7,1279.5999999999999,1223.0999999999999,1203,1094,1034,25396.399999999998,1198.0244469896479,"s2","d1","s2d1",null,null,null,null,null,null,null,null,null,null,null,null,null,null,null,null,null,null,null,null,null,null,null,null,null,null,null,null,null,null,null,null,null,null,null,null,null,null,null,null,null,null,10,9,225,{"$f":"OFFSET(EMP!$D$1,IF($CA$1,BX227,366-BX227),BY227)","v":941},{"$f":"IF(BZ227=SUMIF(EMP!$AQ$51:$AQ$90,CB226,EMP!$BK$51:$BK$90),CB226+1,CB226)","v":2},1323,{"$f":"SUMIF(EMP!$AQ$51:$AQ$90,CB227,EMP!$BJ$51:$BJ$90)","v":1265.3626074583512}]
[227,"2009-08-15",6,"Saturday",988,984,977,973,973,979,930,949,938,933,932,924,913,940,921,926,949,955,1184,1232,1227,1180,1104,1043,24054,1196.6220022906832,"s2","d1","s2d1",null,null,null,null,null,null,null,null,null,null,null,null,null,null,null,null,null,null,null,null,null,null,null,null,null,null,null,null,null,null,null,null,null,null,null,null,null,null,null,null,null,null,10,10,226,{"$f":"OFFSET(EMP!$D$1,IF($CA$1,BX228,366-BX228),BY228)","v":949},{"$f":"IF(BZ228=SUMIF(EMP!$AQ$51:$AQ$90,CB227,EMP!$BK$51:$BK$90),CB227+1,CB227)","v":2},1323,{"$f":"SUMIF(EMP!$AQ$51:$AQ$90,CB228,EMP!$BJ$51:$BJ$90)","v":1265.3626074583512}]
[228,"2009-08-16",7,"Sunday",969,943,927,923,938,1010,915,927,897,846,830,854,848,880,888,873,875,928,1171,1207,1186,1105,1037,944,22921,1194.0598020616148,"s2","d1","s2d1",null,null,null,null,null,null,null,null,null,null,null,null,null,null,null,null,null,null,null,null,null,null,null,null,null,null,null,null,null,null,null,null,null,null,null,null,null,null,null,null,null,null,10,11,227,{"$f":"OFFSET(EMP!$D$1,IF($CA$1,BX229,366-BX229),BY229)","v":973},{"$f":"IF(BZ229=SUMIF(EMP!$AQ$51:$AQ$90,CB228,EMP!$BK$51:$BK$90),CB228+1,CB228)","v":2},1323,{"$f":"SUMIF(EMP!$AQ$51:$AQ$90,CB229,EMP!$BJ$51:$BJ$90)","v":1265.3626074583512}]
[229,"2009-08-17",1,"Monday",905,886,853,868,920,980,952,996,1037,1049,1039,1007,1072,1041,1070,1088,1095,1069,1247,1276,1262,1190,1111,1020,25033,1199.3538218554534,"s2","d1","s2d1",null,null,null,null,null,null,null,null,null,null,null,null,null,null,null,null,null,null,null,null,null,null,null,null,null,null,null,null,null,null,null,null,null,null,null,null,null,null,null,null,null,null,10,12,228,{"$f":"OFFSET(EMP!$D$1,IF($CA$1,BX230,366-BX230),BY230)","v":981},{"$f":"IF(BZ230=SUMIF(EMP!$AQ$51:$AQ$90,CB229,EMP!$BK$51:$BK$90),CB229+1,CB229)","v":2},1323,{"$f":"SUMIF(EMP!$AQ$51:$AQ$90,CB230,EMP!$BJ$51:$BJ$90)","v":1265.3626074583512}]
[230,"2009-08-18",2,"Tuesday",989,970,966,943,954,1011,1009,1018,1058,1054,1075,1052,1044,1039,1068,1076,1052,1058,1250,1287,1249,1182,1063,1006,25473,1204.4184396699081,"s2","d1","s2d1",null,null,null,null,null,null,null,null,null,null,null,null,null,null,null,null,null,null,null,null,null,null,null,null,null,null,null,null,null,null,null,null,null,null,null,null,null,null,null,null,null,null,10,13,229,{"$f":"OFFSET(EMP!$D$1,IF($CA$1,BX231,366-BX231),BY231)","v":1001},{"$f":"IF(BZ231=SUMIF(EMP!$AQ$51:$AQ$90,CB230,EMP!$BK$51:$BK$90),CB230+1,CB230)","v":2},1323,{"$f":"SUMIF(EMP!$AQ$51:$AQ$90,CB231,EMP!$BJ$51:$BJ$90)","v":1265.3626074583512}]
[231,"2009-08-19",3,"Wednesday",967,965,938,928,961,1009,1016,1040,1123,1138,1045,1065,1063,1073,1079,1094,1101,1084,1272,1296,1223,1180,1115,1037,25812,1211.1765957029174,"s2","d1","s2d1",null,null,null,null,null,null,null,null,null,null,null,null,null,null,null,null,null,null,null,null,null,null,null,null,null,null,null,null,null,null,null,null,null,null,null,null,null,null,null,null,null,null,10,14,230,{"$f":"OFFSET(EMP!$D$1,IF($CA$1,BX232,366-BX232),BY232)","v":986},{"$f":"IF(BZ232=SUMIF(EMP!$AQ$51:$AQ$90,CB231,EMP!$BK$51:$BK$90),CB231+1,CB231)","v":2},1323,{"$f":"SUMIF(EMP!$AQ$51:$AQ$90,CB232,EMP!$BJ$51:$BJ$90)","v":1265.3626074583512}]
[232,"2009-08-20",4,"Thursday",996,910,906,926,990,1032,1015,1028,1054,1101,1145,1075,1101,1111,1129,1107,1094,1103,1275,1304,1264,1222,1151,1132,26171,1217.5589361326258,"s2","d1","s2d1",null,null,null,null,null,null,null,null,null,null,null,null,null,null,null,null,null,null,null,null,null,null,null,null,null,null,null,null,null,null,null,null,null,null,null,null,null,null,null,null,null,null,10,15,231,{"$f":"OFFSET(EMP!$D$1,IF($CA$1,BX233,366-BX233),BY233)","v":1002},{"$f":"IF(BZ233=SUMIF(EMP!$AQ$51:$AQ$90,CB232,EMP!$BK$51:$BK$90),CB232+1,CB232)","v":2},1323,{"$f":"SUMIF(EMP!$AQ$51:$AQ$90,CB233,EMP!$BJ$51:$BJ$90)","v":1265.3626074583512}]
[233,"2009-08-21",5,"Friday",1027,987,978,988,1019,1030,1052,1066,1106,1080,1076,1087,1077,1097,1116,1113,1101,1108,1289,1290,1284,1229,1134,1072,26406,1224.7030425193634,"s2","d1","s2d1",null,null,null,null,null,null,null,null,null,null,null,null,null,null,null,null,null,null,null,null,null,null,null,null,null,null,null,null,null,null,null,null,null,null,null,null,null,null,null,null,null,null,10,16,232,{"$f":"OFFSET(EMP!$D$1,IF($CA$1,BX234,366-BX234),BY234)","v":995},{"$f":"IF(BZ234=SUMIF(EMP!$AQ$51:$AQ$90,CB233,EMP!$BK$51:$BK$90),CB233+1,CB233)","v":2},1323,{"$f":"SUMIF(EMP!$AQ$51:$AQ$90,CB234,EMP!$BJ$51:$BJ$90)","v":1265.3626074583512}]
[234,"2009-08-22",6,"Saturday",1032,998,1031,995,991,981,916,924,935,953,958,953,943,933,945,942,977,977,1244,1257,1275,1210,964,993,24327,1226.6327382674272,"s2","d1","s2d1",null,null,null,null,null,null,null,null,null,null,null,null,null,null,null,null,null,null,null,null,null,null,null,null,null,null,null,null,null,null,null,null,null,null,null,null,null,null,null,null,null,null,10,17,233,{"$f":"OFFSET(EMP!$D$1,IF($CA$1,BX235,366-BX235),BY235)","v":980},{"$f":"IF(BZ235=SUMIF(EMP!$AQ$51:$AQ$90,CB234,EMP!$BK$51:$BK$90),CB234+1,CB234)","v":2},1323,{"$f":"SUMIF(EMP!$AQ$51:$AQ$90,CB235,EMP!$BJ$51:$BJ$90)","v":1265.3626074583512}]
[235,"2009-08-23",7,"Sunday",917,919,945,965,988,980,929,951,925,851,842,863,863,868,880,905,906,943,1182,1195,1188,1148,1040,970,23163,1222.1694644406846,"s2","d1","s2d1",null,null,null,null,null,null,null,null,null,null,null,null,null,null,null,null,null,null,null,null,null,null,null,null,null,null,null,null,null,null,null,null,null,null,null,null,null,null,null,null,null,null,10,18,234,{"$f":"OFFSET(EMP!$D$1,IF($CA$1,BX236,366-BX236),BY236)","v":1018},{"$f":"IF(BZ236=SUMIF(EMP!$AQ$51:$AQ$90,CB235,EMP!$BK$51:$BK$90),CB235+1,CB235)","v":2},1322.7,{"$f":"SUMIF(EMP!$AQ$51:$AQ$90,CB236,EMP!$BJ$51:$BJ$90)","v":1265.3626074583512}]
[236,"2009-08-24",1,"Monday",940,850,890,918,978,997,944,1002,1068,1095,1088,1095,1074,1115,1127,1163.0999999999999,1109,1110,1294,1316,1292,1231,1109,1020,25825.1,1229.3525179966161,"s2","d1","s2d1",null,null,null,null,null,null,null,null,null,null,null,null,null,null,null,null,null,null,null,null,null,null,null,null,null,null,null,null,null,null,null,null,null,null,null,null,null,null,null,null,null,null,10,19,235,{"$f":"OFFSET(EMP!$D$1,IF($CA$1,BX237,366-BX237),BY237)","v":1230},{"$f":"IF(BZ237=SUMIF(EMP!$AQ$51:$AQ$90,CB236,EMP!$BK$51:$BK$90),CB236+1,CB236)","v":2},1322.6,{"$f":"SUMIF(EMP!$AQ$51:$AQ$90,CB237,EMP!$BJ$51:$BJ$90)","v":1265.3626074583512}]
[237,"2009-08-25",2,"Tuesday",1017,981,959,993,995,1043,982,994,851,984,984,932.9,904,885,934,1001,986,1010,1212,1242,1200,1107,1024,958,24178.9,1227.6172661969547,"s2","d1","s2d1",null,null,null,null,null,null,null,null,null,null,null,null,null,null,null,null,null,null,null,null,null,null,null,null,null,null,null,null,null,null,null,null,null,null,null,null,null,null,null,null,null,null,10,20,236,{"$f":"OFFSET(EMP!$D$1,IF($CA$1,BX238,366-BX238),BY238)","v":1284},{"$f":"IF(BZ238=SUMIF(EMP!$AQ$51:$AQ$90,CB237,EMP!$BK$51:$BK$90),CB237+1,CB237)","v":2},1322,{"$f":"SUMIF(EMP!$AQ$51:$AQ$90,CB238,EMP!$BJ$51:$BJ$90)","v":1265.3626074583512}]
[238,"2009-08-26",3,"Wednesday",903,919,895,916,934,926,886,968,1009,1039,1048,1029,1026,1061,1075,1085,1080,1106,1260,1294,1160,1156,1128,1078,24981,1230.8555395772592,"s2","d1","s2d1",null,null,null,null,null,null,null,null,null,null,null,null,null,null,null,null,null,null,null,null,null,null,null,null,null,null,null,null,null,null,null,null,null,null,null,null,null,null,null,null,null,null,10,21,237,{"$f":"OFFSET(EMP!$D$1,IF($CA$1,BX239,366-BX239),BY239)","v":1274},{"$f":"IF(BZ239=SUMIF(EMP!$AQ$51:$AQ$90,CB238,EMP!$BK$51:$BK$90),CB238+1,CB238)","v":2},1322,{"$f":"SUMIF(EMP!$AQ$51:$AQ$90,CB239,EMP!$BJ$51:$BJ$90)","v":1265.3626074583512}]
[239,"2009-08-27",4,"Thursday",978,937,942,960,962,981,976,1037,1032,951,1057,1059,1037,1083,1075,1089,1083,1075,1239,1301,1281,1184,1108,1039,25466,1231.6699856195335,"s2","d1","s2d1",null,null,null,null,null,null,null,null,null,null,null,null,null,null,null,null,null,null,null,null,null,null,null,null,null,null,null,null,null,null,null,null,null,null,null,null,null,null,null,null,null,null,10,22,238,{"$f":"OFFSET(EMP!$D$1,IF($CA$1,BX240,366-BX240),BY240)","v":1240},{"$f":"IF(BZ240=SUMIF(EMP!$AQ$51:$AQ$90,CB239,EMP!$BK$51:$BK$90),CB239+1,CB239)","v":2},1322,{"$f":"SUMIF(EMP!$AQ$51:$AQ$90,CB240,EMP!$BJ$51:$BJ$90)","v":1265.3626074583512}]
[240,"2009-08-28",5,"Friday",1000,966,953,982,993,1015,973,994,1013,1029,1042,1044,1042,1045,1077,1099,1068,1063,1247,1263,1249,1158,1096,1011,25422,1233.2029870575802,"s2","d1","s2d1",null,null,null,null,null,null,null,null,null,null,null,null,null,null,null,null,null,null,null,null,null,null,null,null,null,null,null,null,null,null,null,null,null,null,null,null,null,null,null,null,null,null,10,23,239,{"$f":"OFFSET(EMP!$D$1,IF($CA$1,BX241,366-BX241),BY241)","v":1111},{"$f":"IF(BZ241=SUMIF(EMP!$AQ$51:$AQ$90,CB240,EMP!$BK$51:$BK$90),CB240+1,CB240)","v":2},1322,{"$f":"SUMIF(EMP!$AQ$51:$AQ$90,CB241,EMP!$BJ$51:$BJ$90)","v":1265.3626074583512}]
[241,"2009-08-29",6,"Saturday",991,961,978,960,971,977,910,902,912,895,887,917,884,895,909,911,905,969,1188,1217,1207,1146,1051,1000,23543,1228.6826883518222,"s2","d1","s2d1",null,null,null,null,null,null,null,null,null,null,null,null,null,null,null,null,null,null,null,null,null,null,null,null,null,null,null,null,null,null,null,null,null,null,null,null,null,null,null,null,null,null,10,24,240,{"$f":"OFFSET(EMP!$D$1,IF($CA$1,BX242,366-BX242),BY242)","v":1068},{"$f":"IF(BZ242=SUMIF(EMP!$AQ$51:$AQ$90,CB241,EMP!$BK$51:$BK$90),CB241+1,CB241)","v":2},1322,{"$f":"SUMIF(EMP!$AQ$51:$AQ$90,CB242,EMP!$BJ$51:$BJ$90)","v":1265.3626074583512}]
[242,"2009-08-30",7,"Sunday",931,926,859,907,907,891,849,893,869,830,871,859,866,879,874,901,911,948,1175,1194,1172,1113,1029,951,22605,1223.3144195166401,"s2","d1","s2d1",null,null,null,null,null,null,null,null,null,null,null,null,null,null,null,null,null,null,null,null,null,null,null,null,null,null,null,null,null,null,null,null,null,null,null,null,null,null,null,null,null,null,11,1,241,{"$f":"OFFSET(EMP!$D$1,IF($CA$1,BX243,366-BX243),BY243)","v":1029},{"$f":"IF(BZ243=SUMIF(EMP!$AQ$51:$AQ$90,CB242,EMP!$BK$51:$BK$90),CB242+1,CB242)","v":2},1321.2,{"$f":"SUMIF(EMP!$AQ$51:$AQ$90,CB243,EMP!$BJ$51:$BJ$90)","v":1265.3626074583512}]
[243,"2009-08-31",1,"Monday",924,911,909,943,946,961,962,1000,1058,1040,1073,1071,1040,1048,1069.8,1075,1051,950,1255.5999999999999,1316.8,1255,1179,1054,1013,25105.199999999997,1226.5429775649761,"s2","d1","s2d1",null,null,null,null,null,null,null,null,null,null,null,null,null,null,null,null,null,null,null,null,null,null,null,null,null,null,null,null,null,null,null,null,null,null,null,null,null,null,null,null,null,null,11,2,242,{"$f":"OFFSET(EMP!$D$1,IF($CA$1,BX244,366-BX244),BY244)","v":1011},{"$f":"IF(BZ244=SUMIF(EMP!$AQ$51:$AQ$90,CB243,EMP!$BK$51:$BK$90),CB243+1,CB243)","v":2},1321,{"$f":"SUMIF(EMP!$AQ$51:$AQ$90,CB244,EMP!$BJ$51:$BJ$90)","v":1265.3626074583512}]
[244,"2009-09-01",2,"Tuesday",973,958,947,981,988,928,964,988,1040,1059,1044,1041,1021,1018,1031,1049,1066,1071,1239,1258.0999999999999,1245,1188.7,1038,995,25130.799999999999,1227.7886798084787,"s2","d1","s2d1",null,null,null,null,null,null,null,null,null,null,null,null,null,null,null,null,null,null,null,null,null,null,null,null,null,null,null,null,null,null,null,null,null,null,null,null,null,null,null,null,null,null,11,3,243,{"$f":"OFFSET(EMP!$D$1,IF($CA$1,BX245,366-BX245),BY245)","v":966},{"$f":"IF(BZ245=SUMIF(EMP!$AQ$51:$AQ$90,CB244,EMP!$BK$51:$BK$90),CB244+1,CB244)","v":2},1321,{"$f":"SUMIF(EMP!$AQ$51:$AQ$90,CB245,EMP!$BJ$51:$BJ$90)","v":1265.3626074583512}]
[245,"2009-09-02",3,"Wednesday",992,956,943,992,989,1006,961,1031,1091,1050,1072,1020,1053,1068,1075,1068,1051,1074,1269.4000000000001,1282.2,1263.5999999999999,1187,1091,992,25577.200000000001,1231.949811827631,"s2","d1","s2d1",null,null,null,null,null,null,null,null,null,null,null,null,null,null,null,null,null,null,null,null,null,null,null,null,null,null,null,null,null,null,null,null,null,null,null,null,null,null,null,null,null,null,11,4,244,{"$f":"OFFSET(EMP!$D$1,IF($CA$1,BX246,366-BX246),BY246)","v":994},{"$f":"IF(BZ246=SUMIF(EMP!$AQ$51:$AQ$90,CB245,EMP!$BK$51:$BK$90),CB245+1,CB245)","v":2},1321,{"$f":"SUMIF(EMP!$AQ$51:$AQ$90,CB246,EMP!$BJ$51:$BJ$90)","v":1265.3626074583512}]
[246,"2009-09-03",4,"Thursday",951,922,934,977,995,1007,1000,1012,1026,935,1067,1066,1024,1035,1078,1096,1082,1081,1283,1278,1171,1238,1108,997,25363,1237.0548306448679,"s2","d1","s2d1",null,null,null,null,null,null,null,null,null,null,null,null,null,null,null,null,null,null,null,null,null,null,null,null,null,null,null,null,null,null,null,null,null,null,null,null,null,null,null,null,null,null,11,5,245,{"$f":"OFFSET(EMP!$D$1,IF($CA$1,BX247,366-BX247),BY247)","v":1008},{"$f":"IF(BZ247=SUMIF(EMP!$AQ$51:$AQ$90,CB246,EMP!$BK$51:$BK$90),CB246+1,CB246)","v":2},1321,{"$f":"SUMIF(EMP!$AQ$51:$AQ$90,CB247,EMP!$BJ$51:$BJ$90)","v":1265.3626074583512}]
[247,"2009-09-04",5,"Friday",1008,988,956,987,1003,1014,1016,1035,1069,1066,1050,1091,1051,1058,1079,1088,1076,1066,1276,1303,1270,1202,1135,1041,25928,1240.9493475803811,"s2","d1","s2d1",null,null,null,null,null,null,null,null,null,null,null,null,null,null,null,null,null,null,null,null,null,null,null,null,null,null,null,null,null,null,null,null,null,null,null,null,null,null,null,null,null,null,11,6,246,{"$f":"OFFSET(EMP!$D$1,IF($CA$1,BX248,366-BX248),BY248)","v":1016},{"$f":"IF(BZ248=SUMIF(EMP!$AQ$51:$AQ$90,CB247,EMP!$BK$51:$BK$90),CB247+1,CB247)","v":2},1321,{"$f":"SUMIF(EMP!$AQ$51:$AQ$90,CB248,EMP!$BJ$51:$BJ$90)","v":1265.3626074583512}]
[248,"2009-09-05",6,"Saturday",1003,1001,979,983,990,955,896,942,952,933,941,942,937,931,935,964,965,1009.9,1206.5999999999999,1226.8,1205.0999999999999,1148,1051,998,24094.399999999998,1237.514412822343,"s2","d1","s2d1",null,null,null,null,null,null,null,null,null,null,null,null,null,null,null,null,null,null,null,null,null,null,null,null,null,null,null,null,null,null,null,null,null,null,null,null,null,null,null,null,null,null,11,7,247,{"$f":"OFFSET(EMP!$D$1,IF($CA$1,BX249,366-BX249),BY249)","v":936},{"$f":"IF(BZ249=SUMIF(EMP!$AQ$51:$AQ$90,CB248,EMP!$BK$51:$BK$90),CB248+1,CB248)","v":2},1321,{"$f":"SUMIF(EMP!$AQ$51:$AQ$90,CB249,EMP!$BJ$51:$BJ$90)","v":1265.3626074583512}]
[249,"2009-09-06",7,"Sunday",978,954,932,939,962,939,942,958,912,810,825,870,879,891,930,929,948,1026.8,1193.9000000000001,1231.0999999999999,1194.9000000000001,1140.8,1029,971,23385.5,1233.1529715401089,"s3","d1","s3d1",null,null,null,null,null,null,null,null,null,null,null,null,null,null,null,null,null,null,null,null,null,null,null,null,null,null,null,null,null,null,null,null,null,null,null,null,null,null,null,null,null,null,11,8,248,{"$f":"OFFSET(EMP!$D$1,IF($CA$1,BX250,366-BX250),BY250)","v":941},{"$f":"IF(BZ250=SUMIF(EMP!$AQ$51:$AQ$90,CB249,EMP!$BK$51:$BK$90),CB249+1,CB249)","v":2},1320.8,{"$f":"SUMIF(EMP!$AQ$51:$AQ$90,CB250,EMP!$BJ$51:$BJ$90)","v":1265.3626074583512}]
[250,"2009-09-07",1,"Monday",952,955,964,981,994,977,943,1014,1088,1112,1114,1109,1118,1120,1117,1112,1048,1094,1309.5999999999999,1313.3,1280.3,1192.3,1104,1091,26102.499999999996,1240.7976743860982,"s3","d1","s3d1",null,null,null,null,null,null,null,null,null,null,null,null,null,null,null,null,null,null,null,null,null,null,null,null,null,null,null,null,null,null,null,null,null,null,null,null,null,null,null,null,null,null,11,9,249,{"$f":"OFFSET(EMP!$D$1,IF($CA$1,BX251,366-BX251),BY251)","v":912},{"$f":"IF(BZ251=SUMIF(EMP!$AQ$51:$AQ$90,CB250,EMP!$BK$51:$BK$90),CB250+1,CB250)","v":2},1320.2,{"$f":"SUMIF(EMP!$AQ$51:$AQ$90,CB251,EMP!$BJ$51:$BJ$90)","v":1265.3626074583512}]
[251,"2009-09-08",2,"Tuesday",1007,998,999,996,1014,1038,1007,1021,1066,1108,1070,1082,1051,1101,1119,1130,1110,1122,1315.1,1327.7,1320.2,1244.7,1142,1034,26422.7,1248.2279069474885,"s3","d1","s3d1",null,null,null,null,null,null,null,null,null,null,null,null,null,null,null,null,null,null,null,null,null,null,null,null,null,null,null,null,null,null,null,null,null,null,null,null,null,null,null,null,null,null,11,10,250,{"$f":"OFFSET(EMP!$D$1,IF($CA$1,BX252,366-BX252),BY252)","v":907},{"$f":"IF(BZ252=SUMIF(EMP!$AQ$51:$AQ$90,CB251,EMP!$BK$51:$BK$90),CB251+1,CB251)","v":2},1320.2,{"$f":"SUMIF(EMP!$AQ$51:$AQ$90,CB252,EMP!$BJ$51:$BJ$90)","v":1265.3626074583512}]
[252,"2009-09-09",3,"Wednesday",1019,999,990,980,1029,1073,1008,1024,1088,1112,1123,1074,1124,1131,1151,1150,1128,1144,1305.5999999999999,1318.3,1299.8,1258,1126,1083,26737.699999999997,1253.9651162527396,"s3","d1","s3d1",null,null,null,null,null,null,null,null,null,null,null,null,null,null,null,null,null,null,null,null,null,null,null,null,null,null,null,null,null,null,null,null,null,null,null,null,null,null,null,null,null,null,11,11,251,{"$f":"OFFSET(EMP!$D$1,IF($CA$1,BX253,366-BX253),BY253)","v":897},{"$f":"IF(BZ253=SUMIF(EMP!$AQ$51:$AQ$90,CB252,EMP!$BK$51:$BK$90),CB252+1,CB252)","v":2},1320,{"$f":"SUMIF(EMP!$AQ$51:$AQ$90,CB253,EMP!$BJ$51:$BJ$90)","v":1265.3626074583512}]
[253,"2009-09-10",4,"Thursday",1037,1026,1019,1014,1033,1037,998,1046,1083,1097,1084,1106,1082,1120,1142,1141,1081,1124,1239,1296,1283,1247,1077,1025,26437,1252.4686046274658,"s3","d1","s3d1",null,null,null,null,null,null,null,null,null,null,null,null,null,null,null,null,null,null,null,null,null,null,null,null,null,null,null,null,null,null,null,null,null,null,null,null,null,null,null,null,null,null,11,12,252,{"$f":"OFFSET(EMP!$D$1,IF($CA$1,BX254,366-BX254),BY254)","v":901},{"$f":"IF(BZ254=SUMIF(EMP!$AQ$51:$AQ$90,CB253,EMP!$BK$51:$BK$90),CB253+1,CB253)","v":2},1320,{"$f":"SUMIF(EMP!$AQ$51:$AQ$90,CB254,EMP!$BJ$51:$BJ$90)","v":1265.3626074583512}]
[254,"2009-09-11",5,"Friday",1011,1005,992,1004,1029,1078,1032,1040,1108,1106,1107,1072,1074,991,1068,1080,1094,1112,1270,1083,1267,1229,1126,977,25955,1254.2217441647192,"s3","d1","s3d1",null,null,null,null,null,null,null,null,null,null,null,null,null,null,null,null,null,null,null,null,null,null,null,null,null,null,null,null,null,null,null,null,null,null,null,null,null,null,null,null,null,null,11,13,253,{"$f":"OFFSET(EMP!$D$1,IF($CA$1,BX255,366-BX255),BY255)","v":918},{"$f":"IF(BZ255=SUMIF(EMP!$AQ$51:$AQ$90,CB254,EMP!$BK$51:$BK$90),CB254+1,CB254)","v":2},1320,{"$f":"SUMIF(EMP!$AQ$51:$AQ$90,CB255,EMP!$BJ$51:$BJ$90)","v":1265.3626074583512}]
[255,"2009-09-12",6,"Saturday",994,991,1015,1011,985,980,949,953,977,948,970,946,970,947,961,963,968,1035,1265,1284.3,1251.2,1206.3,1118,1044,24731.8,1255.2995697482472,"s3","d1","s3d1",null,null,null,null,null,null,null,null,null,null,null,null,null,null,null,null,null,null,null,null,null,null,null,null,null,null,null,null,null,null,null,null,null,null,null,null,null,null,null,null,null,null,11,14,254,{"$f":"OFFSET(EMP!$D$1,IF($CA$1,BX256,366-BX256),BY256)","v":932},{"$f":"IF(BZ256=SUMIF(EMP!$AQ$51:$AQ$90,CB255,EMP!$BK$51:$BK$90),CB255+1,CB255)","v":2},1320,{"$f":"SUMIF(EMP!$AQ$51:$AQ$90,CB256,EMP!$BJ$51:$BJ$90)","v":1265.3626074583512}]
[256,"2009-09-13",7,"Sunday",1006,974,995,991,998,979,930,941,916,866,891,874,922,912,1012,959,977,1046,1259,1217,1121,1117,1070,934,23907,1255.6696127734226,"s3","d1","s3d1",null,null,null,null,null,null,null,null,null,null,null,null,null,null,null,null,null,null,null,null,null,null,null,null,null,null,null,null,null,null,null,null,null,null,null,null,null,null,null,null,null,null,11,15,255,{"$f":"OFFSET(EMP!$D$1,IF($CA$1,BX257,366-BX257),BY257)","v":951},{"$f":"IF(BZ257=SUMIF(EMP!$AQ$51:$AQ$90,CB256,EMP!$BK$51:$BK$90),CB256+1,CB256)","v":2},1319,{"$f":"SUMIF(EMP!$AQ$51:$AQ$90,CB257,EMP!$BJ$51:$BJ$90)","v":1265.3626074583512}]
[257,"2009-09-14",1,{"$f":"VLOOKUP(C258,weekdays,2,FALSE)","v":"Monday"},912,898,878,899,941,984,956,997,1047,1035,1042,1059,1047,1033,1057,1095,1012,1086,1270.8,1301.7,1251.4000000000001,1183.5999999999999,1087,1026,{"$f":"SUM(E258:AB258)","v":25098.5},1257.1826514960803,"s3","d1","s3d1",null,null,null,null,null,null,null,null,null,null,null,null,null,null,null,null,null,null,null,null,null,null,null,null,null,null,null,null,null,null,null,null,null,null,null,null,null,null,null,null,null,null,11,16,256,{"$f":"OFFSET(EMP!$D$1,IF($CA$1,BX258,366-BX258),BY258)","v":943},{"$f":"IF(BZ258=SUMIF(EMP!$AQ$51:$AQ$90,CB257,EMP!$BK$51:$BK$90),CB257+1,CB257)","v":2},1319,{"$f":"SUMIF(EMP!$AQ$51:$AQ$90,CB258,EMP!$BJ$51:$BJ$90)","v":1265.3626074583512}]
[258,"2009-09-15",{"$f":"WEEKDAY(B259,2)","v":2},"Tuesday",976,984,963,981,1038,1004,990,1025,1046,1074,1071,1053,999,1042,1046,1064,1079,1137,1279,1294.5,1245,1208,1078,1038,25714.5,1259.3643863464724,{"$f":"IF(AND(A259>$AJ$6,A259<$AJ$7),\"s2\",IF(A259<=$AJ$6,\"s1\",\"s3\"))","v":"s3"},"d1",{"$f":"AE259&AF259","v":"s3d1"},null,null,null,null,null,null,null,null,null,null,null,null,null,null,null,null,null,null,null,null,null,null,null,null,null,null,null,null,null,null,null,null,null,null,null,null,null,null,null,null,null,null,{"$f":"ROUNDDOWN((BZ259-1)/24,0)+1","v":11},17,257,{"$f":"OFFSET(EMP!$D$1,IF($CA$1,BX259,366-BX259),BY259)","v":975},{"$f":"IF(BZ259=SUMIF(EMP!$AQ$51:$AQ$90,CB258,EMP!$BK$51:$BK$90),CB258+1,CB258)","v":2},1319,{"$f":"SUMIF(EMP!$AQ$51:$AQ$90,CB259,EMP!$BJ$51:$BJ$90)","v":1265.3626074583512}]
[{"$f":"A259+1","v":259},"2009-09-16",3,"Wednesday",986,972,954,978,974,1066,968,986,999,1009,990,977,972,995,1021,1040,1016,1068,1248.2,1279.8,1238.3,1141,1064,1016,24958.3,1258.2479477118252,"s3","d1","s3d1",null,null,null,null,null,null,null,null,null,null,null,null,null,null,null,null,null,null,null,null,null,null,null,null,null,null,null,null,null,null,null,null,null,null,null,null,null,null,null,null,null,null,11,18,{"$f":"BZ259+1","v":258},{"$f":"OFFSET(EMP!$D$1,IF($CA$1,BX260,366-BX260),BY260)","v":991},{"$f":"IF(BZ260=SUMIF(EMP!$AQ$51:$AQ$90,CB259,EMP!$BK$51:$BK$90),CB259+1,CB259)","v":2},1319,{"$f":"SUMIF(EMP!$AQ$51:$AQ$90,CB260,EMP!$BJ$51:$BJ$90)","v":1265.3626074583512}]
[260,"2009-09-17",4,"Thursday",968,948,951,978,996,1029,971,1005,1036,1024,988,1007,1018,1054,1062,1077,1062,1083,1285.0999999999999,1308.5999999999999,1272.3,1203,1111,1045,25481.999999999996,1260.9331529406427,"s3","d1","s3d1",null,null,null,null,null,null,null,null,null,null,null,null,null,null,null,null,null,null,null,null,null,null,null,null,null,null,null,null,null,null,null,null,null,null,null,null,null,null,null,null,null,null,11,19,259,{"$f":"OFFSET(EMP!$D$1,IF($CA$1,BX261,366-BX261),BY261)","v":1218},{"$f":"IF(BZ261=SUMIF(EMP!$AQ$51:$AQ$90,CB260,EMP!$BK$51:$BK$90),CB260+1,CB260)","v":2},1318.8,{"$f":"SUMIF(EMP!$AQ$51:$AQ$90,CB261,EMP!$BJ$51:$BJ$90)","v":1265.3626074583512}]
[261,"2009-09-18",5,"Friday",1012,986,977,1024,1024,1062,1000,1064,1071,1066,1085,1112,1091,1110,1128,1120,1098,1080,1287.2,1307.7,1288,1234,1185,1063,26474.9,1263.5598376465784,"s3","d1","s3d1",null,null,null,null,null,null,null,null,null,null,null,null,null,null,null,null,null,null,null,null,null,null,null,null,null,null,null,null,null,null,null,null,null,null,null,null,null,null,null,null,null,null,11,20,260,{"$f":"OFFSET(EMP!$D$1,IF($CA$1,BX262,366-BX262),BY262)","v":1242},{"$f":"IF(BZ262=SUMIF(EMP!$AQ$51:$AQ$90,CB261,EMP!$BK$51:$BK$90),CB261+1,CB261)","v":2},1318.3,{"$f":"SUMIF(EMP!$AQ$51:$AQ$90,CB262,EMP!$BJ$51:$BJ$90)","v":1265.3626074583512}]
[262,"2009-09-19",6,"Saturday",1024,1001,979,1000,1022,1032,955,969,963,997,970,983,976,989,988,995,999,1052,1259,1281,1272,1225,1114,1052,25097,1263.1038538819207,"s3","d1","s3d1",null,null,null,null,null,null,null,null,null,null,null,null,null,null,null,null,null,null,null,null,null,null,null,null,null,null,null,null,null,null,null,null,null,null,null,null,null,null,null,null,null,null,11,21,261,{"$f":"OFFSET(EMP!$D$1,IF($CA$1,BX263,366-BX263),BY263)","v":1229},{"$f":"IF(BZ263=SUMIF(EMP!$AQ$51:$AQ$90,CB262,EMP!$BK$51:$BK$90),CB262+1,CB262)","v":2},1318,{"$f":"SUMIF(EMP!$AQ$51:$AQ$90,CB263,EMP!$BJ$51:$BJ$90)","v":1265.3626074583512}]
[263,"2009-09-20",7,"Sunday",1009,991,976,970,980,992,951,960,934,881,888,898,904,936,913,931,953,1000,1209,1209,1216,1157,1044,998,23900,1257.6934684937287,"s3","d1","s3d1",null,null,null,null,null,null,null,null,null,null,null,null,null,null,null,null,null,null,null,null,null,null,null,null,null,null,null,null,null,null,null,null,null,null,null,null,null,null,null,null,null,null,11,22,262,{"$f":"OFFSET(EMP!$D$1,IF($CA$1,BX264,366-BX264),BY264)","v":1214},{"$f":"IF(BZ264=SUMIF(EMP!$AQ$51:$AQ$90,CB263,EMP!$BK$51:$BK$90),CB263+1,CB263)","v":2},1318,{"$f":"SUMIF(EMP!$AQ$51:$AQ$90,CB264,EMP!$BJ$51:$BJ$90)","v":1265.3626074583512}]
[264,"2009-09-21",1,"Monday",957,928,920,912,932,947,920,969,944,959,960,996,975,986,988,996,976,1034,1249,1270,1251,1170,1065,1003,24307,1256.824121644356,"s3","d1","s3d1",null,null,null,null,null,null,null,null,null,null,null,null,null,null,null,null,null,null,null,null,null,null,null,null,null,null,null,null,null,null,null,null,null,null,null,null,null,null,null,null,null,null,11,23,263,{"$f":"OFFSET(EMP!$D$1,IF($CA$1,BX265,366-BX265),BY265)","v":1121},{"$f":"IF(BZ265=SUMIF(EMP!$AQ$51:$AQ$90,CB264,EMP!$BK$51:$BK$90),CB264+1,CB264)","v":2},1318,{"$f":"SUMIF(EMP!$AQ$51:$AQ$90,CB265,EMP!$BJ$51:$BJ$90)","v":1265.3626074583512}]
[265,"2009-09-22",2,"Tuesday",986,951,944,936,989,1064,1018,1032,1072,1104,1096,1108,1077,1119,1118,1145,1136,1098,1300,1335,1303,1236,1157,1064,26388,1261.1417094799203,"s3","d1","s3d1",null,null,null,null,null,null,null,null,null,null,null,null,null,null,null,null,null,null,null,null,null,null,null,null,null,null,null,null,null,null,null,null,null,null,null,null,null,null,null,null,null,null,11,24,264,{"$f":"OFFSET(EMP!$D$1,IF($CA$1,BX266,366-BX266),BY266)","v":1046},{"$f":"IF(BZ266=SUMIF(EMP!$AQ$51:$AQ$90,CB265,EMP!$BK$51:$BK$90),CB265+1,CB265)","v":2},1318,{"$f":"SUMIF(EMP!$AQ$51:$AQ$90,CB266,EMP!$BJ$51:$BJ$90)","v":1265.3626074583512}]
[266,"2009-09-23",3,"Wednesday",1154,1107,1080,1032,1143,1096,1016,999,1042,1075,1082,1089,1076,1091,1082,1114,1103,1095,1301,1304,1309,1297,1135,1034,26856,1265.1275385319282,"s3","d1","s3d1",null,null,null,null,null,null,null,null,null,null,null,null,null,null,null,null,null,null,null,null,null,null,null,null,null,null,null,null,null,null,null,null,null,null,null,null,null,null,null,null,null,null,12,1,265,{"$f":"OFFSET(EMP!$D$1,IF($CA$1,BX267,366-BX267),BY267)","v":1018},{"$f":"IF(BZ267=SUMIF(EMP!$AQ$51:$AQ$90,CB266,EMP!$BK$51:$BK$90),CB266+1,CB266)","v":2},1317.4,{"$f":"SUMIF(EMP!$AQ$51:$AQ$90,CB267,EMP!$BJ$51:$BJ$90)","v":1265.3626074583512}]
[267,"2009-09-24",4,"Thursday",991,973,945,979,999,1049,988,1023,1077,1121.3,1065.5999999999999,1084,1091.2,1108.5999999999999,1114.8,1139.2,1114.7,1116.4000000000001,1282.2,1324.4,1338,1286.3,1149,1023,26382.700000000004,1266.8347846787353,"s3","d1","s3d1",null,null,null,null,null,null,null,null,null,null,null,null,null,null,null,null,null,null,null,null,null,null,null,null,null,null,null,null,null,null,null,null,null,null,null,null,null,null,null,null,null,null,12,2,266,{"$f":"OFFSET(EMP!$D$1,IF($CA$1,BX268,366-BX268),BY268)","v":979},{"$f":"IF(BZ268=SUMIF(EMP!$AQ$51:$AQ$90,CB267,EMP!$BK$51:$BK$90),CB267+1,CB267)","v":2},1317,{"$f":"SUMIF(EMP!$AQ$51:$AQ$90,CB268,EMP!$BJ$51:$BJ$90)","v":1265.3626074583512}]
[268,"2009-09-25",5,"Friday",1044,1023,1000,1004,1031,1043,1037,1044,1078,1103,1112,1004,965,972,1019,996,963,1043.7,1269.0999999999999,1272.0999999999999,1269.4000000000001,1207,1076,1053,25628.3,{"$f":"AD268*(1-$AH$1)+W269*$AH$1","v":1267.0613062108619},"s3","d1","s3d1",null,null,null,null,null,null,null,null,null,null,null,null,null,null,null,null,null,null,null,null,null,null,null,null,null,null,null,null,null,null,null,null,null,null,null,null,null,null,null,null,null,null,12,3,267,{"$f":"OFFSET(EMP!$D$1,IF($CA$1,BX269,366-BX269),BY269)","v":965},{"$f":"IF(BZ269=SUMIF(EMP!$AQ$51:$AQ$90,CB268,EMP!$BK$51:$BK$90),CB268+1,CB268)","v":2},1317,{"$f":"SUMIF(EMP!$AQ$51:$AQ$90,CB269,EMP!$BJ$51:$BJ$90)","v":1265.3626074583512}]
[269,"2009-09-26",6,"Saturday",1009,960,948,917,974,996,916,930,865,878,881,971,966,939,952,995,1014,1104,1286,1294.2,1264.2,1190,1222,1048,24519.4,1268.9551755897755,"s3","d1","s3d1",null,null,null,null,null,null,null,null,null,null,null,null,null,null,null,null,null,null,null,null,null,null,null,null,null,null,null,null,null,null,null,null,null,null,null,null,null,null,null,null,null,null,12,4,268,{"$f":"OFFSET(EMP!$D$1,IF($CA$1,BX270,366-BX270),BY270)","v":979},{"$f":"IF(BZ270=SUMIF(EMP!$AQ$51:$AQ$90,CB269,EMP!$BK$51:$BK$90),CB269+1,CB269)","v":2},1317,{"$f":"SUMIF(EMP!$AQ$51:$AQ$90,CB270,EMP!$BJ$51:$BJ$90)","v":1265.3626074583512}]
[270,"2009-09-27",7,"Sunday",982,970,906,880,933,975,934,894,871,853,877,879,894,1046,949,959,969,1037,1245,1257,1230,1167,1059,1011,23777,1266.5596580307981,"s3","d1","s3d1",null,null,null,null,null,null,null,null,null,null,null,null,null,null,null,null,null,null,null,null,null,null,null,null,null,null,null,null,null,null,null,null,null,null,null,null,null,null,null,null,null,null,12,5,269,{"$f":"OFFSET(EMP!$D$1,IF($CA$1,BX271,366-BX271),BY271)","v":979},{"$f":"IF(BZ271=SUMIF(EMP!$AQ$51:$AQ$90,CB270,EMP!$BK$51:$BK$90),CB270+1,CB270)","v":2},1316.8,{"$f":"SUMIF(EMP!$AQ$51:$AQ$90,CB271,EMP!$BJ$51:$BJ$90)","v":1265.3626074583512}]
[271,"2009-09-28",1,"Monday",977,964,957,943,1003,1103,1009,1026,1112,1130,1149,1137,1150,1166,1188,1181,1184,1256,1321,1333,1320,1268,1151,1115,27143,1272.0036922277181,"s3","d1","s3d1",null,null,null,null,null,null,null,null,null,null,null,null,null,null,null,null,null,null,null,null,null,null,null,null,null,null,null,null,null,null,null,null,null,null,null,null,null,null,null,null,null,null,12,6,270,{"$f":"OFFSET(EMP!$D$1,IF($CA$1,BX272,366-BX272),BY272)","v":1050},{"$f":"IF(BZ272=SUMIF(EMP!$AQ$51:$AQ$90,CB271,EMP!$BK$51:$BK$90),CB271+1,CB271)","v":2},1316,{"$f":"SUMIF(EMP!$AQ$51:$AQ$90,CB272,EMP!$BJ$51:$BJ$90)","v":1265.3626074583512}]
[272,"2009-09-29",2,"Tuesday",1082,1027,1009,1002,1037,1073,1027,1063,1122,1158.8,1152,1139,1143,1164,1155,1182,1166,1183,1331,1361.6,1365,1244,1186,1132,27504.399999999998,1277.9033230049463,"s3","d1","s3d1",null,null,null,null,null,null,null,null,null,null,null,null,null,null,null,null,null,null,null,null,null,null,null,null,null,null,null,null,null,null,null,null,null,null,null,null,null,null,null,null,null,null,12,7,271,{"$f":"OFFSET(EMP!$D$1,IF($CA$1,BX273,366-BX273),BY273)","v":957},{"$f":"IF(BZ273=SUMIF(EMP!$AQ$51:$AQ$90,CB272,EMP!$BK$51:$BK$90),CB272+1,CB272)","v":2},1316,{"$f":"SUMIF(EMP!$AQ$51:$AQ$90,CB273,EMP!$BJ$51:$BJ$90)","v":1265.3626074583512}]
[273,"2009-09-30",3,"Wednesday",1078,1051,1040,1042,1057,1085,1045,1054,1127,1148,1153,1122,1102,1106,1137,1158,1155,1199.4000000000001,1375.3,1386.9,1333.9,1287.0999999999999,1183,1118,27543.600000000002,1287.6429907044517,"s3","d1","s3d1",null,null,null,null,null,null,null,null,null,null,null,null,null,null,null,null,null,null,null,null,null,null,null,null,null,null,null,null,null,null,null,null,null,null,null,null,null,null,null,null,null,null,12,8,272,{"$f":"OFFSET(EMP!$D$1,IF($CA$1,BX274,366-BX274),BY274)","v":1019},{"$f":"IF(BZ274=SUMIF(EMP!$AQ$51:$AQ$90,CB273,EMP!$BK$51:$BK$90),CB273+1,CB273)","v":2},1316,{"$f":"SUMIF(EMP!$AQ$51:$AQ$90,CB274,EMP!$BJ$51:$BJ$90)","v":1265.3626074583512}]
[274,"2009-10-01",4,"Thursday",1059,1052,1017,1032,1047,1103,1028,1040,1103,1137,1145,1149,1132,1134,1154,1193,1127,1189,1354.4,1347.8,1342.2,1255,1145,1080,27365.4,1294.3186916340067,"s3","d1","s3d1",null,null,null,null,null,null,null,null,null,null,null,null,null,null,null,null,null,null,null,null,null,null,null,null,null,null,null,null,null,null,null,null,null,null,null,null,null,null,null,null,null,null,12,9,273,{"$f":"OFFSET(EMP!$D$1,IF($CA$1,BX275,366-BX275),BY275)","v":1106},{"$f":"IF(BZ275=SUMIF(EMP!$AQ$51:$AQ$90,CB274,EMP!$BK$51:$BK$90),CB274+1,CB274)","v":2},1316,{"$f":"SUMIF(EMP!$AQ$51:$AQ$90,CB275,EMP!$BJ$51:$BJ$90)","v":1265.3626074583512}]
[275,"2009-10-02",5,"Friday",1031,1013,980,983,1052,1061,1030,1046,1086,1124,1149,1094,1115,1119,1159,1160,1155,1268.9000000000001,1348.3,1305.3,1294.2,1282.8,1179,1172,27207.5,1299.7168224706058,"s3","d1","s3d1",null,null,null,null,null,null,null,null,null,null,null,null,null,null,null,null,null,null,null,null,null,null,null,null,null,null,null,null,null,null,null,null,null,null,null,null,null,null,null,null,null,null,12,10,274,{"$f":"OFFSET(EMP!$D$1,IF($CA$1,BX276,366-BX276),BY276)","v":1125},{"$f":"IF(BZ276=SUMIF(EMP!$AQ$51:$AQ$90,CB275,EMP!$BK$51:$BK$90),CB275+1,CB275)","v":2},1316,{"$f":"SUMIF(EMP!$AQ$51:$AQ$90,CB276,EMP!$BJ$51:$BJ$90)","v":1265.3626074583512}]
[276,"2009-10-03",6,"Saturday",1059,1019,1017,1014,1026,1069,962,955,997,1021,1016,1015,995,1013,986,1002,1016,1106.2,1264.3,1309.8,1269.0999999999999,1162,1113,1059,25465.399999999998,1296.1751402235454,"s3","d1","s3d1",null,null,null,null,null,null,null,null,null,null,null,null,null,null,null,null,null,null,null,null,null,null,null,null,null,null,null,null,null,null,null,null,null,null,null,null,null,null,null,null,null,null,12,11,275,{"$f":"OFFSET(EMP!$D$1,IF($CA$1,BX277,366-BX277),BY277)","v":1142},{"$f":"IF(BZ277=SUMIF(EMP!$AQ$51:$AQ$90,CB276,EMP!$BK$51:$BK$90),CB276+1,CB276)","v":2},1315.7,{"$f":"SUMIF(EMP!$AQ$51:$AQ$90,CB277,EMP!$BJ$51:$BJ$90)","v":1265.3626074583512}]
[277,"2009-10-04",7,"Sunday",1012,944,937,930,945,893,850,928,925,915,904,924,934,960,962,970,981,1096,1283,1264,1281,1123,1100,1006,24067,1294.8576262011909,"s3","d1","s3d1",null,null,null,null,null,null,null,null,null,null,null,null,null,null,null,null,null,null,null,null,null,null,null,null,null,null,null,null,null,null,null,null,null,null,null,null,null,null,null,null,null,null,12,12,276,{"$f":"OFFSET(EMP!$D$1,IF($CA$1,BX278,366-BX278),BY278)","v":1066},{"$f":"IF(BZ278=SUMIF(EMP!$AQ$51:$AQ$90,CB277,EMP!$BK$51:$BK$90),CB277+1,CB277)","v":2},1315.6,{"$f":"SUMIF(EMP!$AQ$51:$AQ$90,CB278,EMP!$BJ$51:$BJ$90)","v":1265.3626074583512}]
[278,"2009-10-05",1,"Monday",1010,984,962,959,1019,1074,1013,1056,1120,1130,1129,1147,1148,1165,1080,1155,1123,1222,1346.8,1334.3,1299.5999999999999,1211.4000000000001,1118,1075,26881.1,1300.051863581072,"s3","d1","s3d1",null,null,null,null,null,null,null,null,null,null,null,null,null,null,null,null,null,null,null,null,null,null,null,null,null,null,null,null,null,null,null,null,null,null,null,null,null,null,null,null,null,null,12,13,277,{"$f":"OFFSET(EMP!$D$1,IF($CA$1,BX279,366-BX279),BY279)","v":1112},{"$f":"IF(BZ279=SUMIF(EMP!$AQ$51:$AQ$90,CB278,EMP!$BK$51:$BK$90),CB278+1,CB278)","v":2},1315.5,{"$f":"SUMIF(EMP!$AQ$51:$AQ$90,CB279,EMP!$BJ$51:$BJ$90)","v":1265.3626074583512}]
[279,"2009-10-06",2,"Tuesday",1042,1031,1047,1041,1090,1114,1040,1019,1038,984,880,982,1057,1076,1142,1168,1114,1184,1154,1247,1244,1187,1119,1063,26063,1285.4466772229648,"s3","d1","s3d1",null,null,null,null,null,null,null,null,null,null,null,null,null,null,null,null,null,null,null,null,null,null,null,null,null,null,null,null,null,null,null,null,null,null,null,null,null,null,null,null,null,null,12,14,278,{"$f":"OFFSET(EMP!$D$1,IF($CA$1,BX280,366-BX280),BY280)","v":1130},{"$f":"IF(BZ280=SUMIF(EMP!$AQ$51:$AQ$90,CB279,EMP!$BK$51:$BK$90),CB279+1,CB279)","v":2},1315.1,{"$f":"SUMIF(EMP!$AQ$51:$AQ$90,CB280,EMP!$BJ$51:$BJ$90)","v":1265.3626074583512}]
[280,"2009-10-07",3,"Wednesday",1039,1016,1015,1015,1042,1079,1084,1057,1110,1097,1128,1090,1105,1100,1122,1142,1117,1177,1309,1332,1288,1221,1231,1070,26986,1287.8020095006684,"s3","d1","s3d1",null,null,null,null,null,null,null,null,null,null,null,null,null,null,null,null,null,null,null,null,null,null,null,null,null,null,null,null,null,null,null,null,null,null,null,null,null,null,null,null,null,null,12,15,279,{"$f":"OFFSET(EMP!$D$1,IF($CA$1,BX281,366-BX281),BY281)","v":1144},{"$f":"IF(BZ281=SUMIF(EMP!$AQ$51:$AQ$90,CB280,EMP!$BK$51:$BK$90),CB280+1,CB280)","v":2},1315,{"$f":"SUMIF(EMP!$AQ$51:$AQ$90,CB281,EMP!$BJ$51:$BJ$90)","v":1265.3626074583512}]
[281,"2009-10-08",4,"Thursday",1020,1037,1009,994,999,1063,982,1030,1055,1089,1091,1087,1002,1061,1084,1061,1083,1140,1272,1325,1302,1217,1126,1080,26209,1286.2218085506017,"s3","d1","s3d1",null,null,null,null,null,null,null,null,null,null,null,null,null,null,null,null,null,null,null,null,null,null,null,null,null,null,null,null,null,null,null,null,null,null,null,null,null,null,null,null,null,null,12,16,280,{"$f":"OFFSET(EMP!$D$1,IF($CA$1,BX282,366-BX282),BY282)","v":1117},{"$f":"IF(BZ282=SUMIF(EMP!$AQ$51:$AQ$90,CB281,EMP!$BK$51:$BK$90),CB281+1,CB281)","v":2},1315,{"$f":"SUMIF(EMP!$AQ$51:$AQ$90,CB282,EMP!$BJ$51:$BJ$90)","v":1265.3626074583512}]
[282,"2009-10-09",5,"Friday",1031,1008,985,987,1037,1098,1042,1071,1104,1089,1018,1119,1121,1163,1222,1211,1199,1225,1353,1339,1298,1245,1197,1112,27274,1292.8996276955415,"s3","d1","s3d1",null,null,null,null,null,null,null,null,null,null,null,null,null,null,null,null,null,null,null,null,null,null,null,null,null,null,null,null,null,null,null,null,null,null,null,null,null,null,null,null,null,null,12,{"$f":"BY259","v":17},281,{"$f":"OFFSET(EMP!$D$1,IF($CA$1,BX283,366-BX283),BY283)","v":1111},{"$f":"IF(BZ283=SUMIF(EMP!$AQ$51:$AQ$90,CB282,EMP!$BK$51:$BK$90),CB282+1,CB282)","v":2},1315,{"$f":"SUMIF(EMP!$AQ$51:$AQ$90,CB283,EMP!$BJ$51:$BJ$90)","v":1265.3626074583512}]
[283,"2009-10-10",6,"Saturday",1082,1031,1024,1009,1039,1014,948,983,1008,1021,1027,1037,1046,1049,1065,1059,1047,1109,1339.3,1325.3,1342.1,1239,1183,1109,26135.699999999997,1297.5396649259874,"s3","d1","s3d1",null,null,null,null,null,null,null,null,null,null,null,null,null,null,null,null,null,null,null,null,null,null,null,null,null,null,null,null,null,null,null,null,null,null,null,null,null,null,null,null,null,null,12,18,282,{"$f":"OFFSET(EMP!$D$1,IF($CA$1,BX284,366-BX284),BY284)","v":1128},{"$f":"IF(BZ284=SUMIF(EMP!$AQ$51:$AQ$90,CB283,EMP!$BK$51:$BK$90),CB283+1,CB283)","v":2},1315,{"$f":"SUMIF(EMP!$AQ$51:$AQ$90,CB284,EMP!$BJ$51:$BJ$90)","v":1265.3626074583512}]
[284,"2009-10-11",7,"Sunday",1013,946,988,945,1001,1038,977,995,1006,1023,1012,961,1051,1086,1127,1138,1146,1201.0999999999999,1318.8,1290.7,1262.5999999999999,1221.0999999999999,1123,1073,25943.299999999996,1299.6656984333886,"s3","d1","s3d1",null,null,null,null,null,null,null,null,null,null,null,null,null,null,null,null,null,null,null,null,null,null,null,null,null,null,null,null,null,null,null,null,null,null,null,null,null,null,null,null,null,null,12,19,283,{"$f":"OFFSET(EMP!$D$1,IF($CA$1,BX285,366-BX285),BY285)","v":1294},{"$f":"IF(BZ285=SUMIF(EMP!$AQ$51:$AQ$90,CB284,EMP!$BK$51:$BK$90),CB284+1,CB284)","v":2},1314,{"$f":"SUMIF(EMP!$AQ$51:$AQ$90,CB285,EMP!$BJ$51:$BJ$90)","v":1265.3626074583512}]
[285,"2009-10-12",1,"Monday",1022,1007,1008,1038,998,1061,1037,1046,1153,1117,1153,1160,1096,1127,1165,1177,1161,1187.5,1347.3,1366.9,1349.2,1289.8,1170,1121,27357.7,1304.4291285900497,"s3","d1","s3d1",null,null,null,null,null,null,null,null,null,null,null,null,null,null,null,null,null,null,null,null,null,null,null,null,null,null,null,null,null,null,null,null,null,null,null,null,null,null,null,null,null,null,12,20,284,{"$f":"OFFSET(EMP!$D$1,IF($CA$1,BX286,366-BX286),BY286)","v":1310},{"$f":"IF(BZ286=SUMIF(EMP!$AQ$51:$AQ$90,CB285,EMP!$BK$51:$BK$90),CB285+1,CB285)","v":2},1314,{"$f":"SUMIF(EMP!$AQ$51:$AQ$90,CB286,EMP!$BJ$51:$BJ$90)","v":1265.3626074583512}]
[286,"2009-10-13",2,"Tuesday",1099,1077,1044,1042,1092,1130,1054,1110,1102,1161,1111,1138,1154,1174.8,1219.2,1239.9000000000001,1203.3,1223.0999999999999,1358.6,1351.8,1315.6,1249.7,1170,1071,27890.999999999996,1309.8462157310446,"s3","d1","s3d1",null,null,null,null,null,null,null,null,null,null,null,null,null,null,null,null,null,null,null,null,null,null,null,null,null,null,null,null,null,null,null,null,null,null,null,null,null,null,null,null,null,null,12,21,285,{"$f":"OFFSET(EMP!$D$1,IF($CA$1,BX287,366-BX287),BY287)","v":1308},{"$f":"IF(BZ287=SUMIF(EMP!$AQ$51:$AQ$90,CB286,EMP!$BK$51:$BK$90),CB286+1,CB286)","v":2},1314,{"$f":"SUMIF(EMP!$AQ$51:$AQ$90,CB287,EMP!$BJ$51:$BJ$90)","v":1265.3626074583512}]
[287,"2009-10-14",3,"Wednesday",1073,1036,1062,1057,1090,1127,1064,1076,1108,1103,1104,1117,1115,1110,1135,1145,1144,1167,1293.5,1323.9,1231,1219,1186,1063,27149.4,1308.21159415794,"s3","d1","s3d1",null,null,null,null,null,null,null,null,null,null,null,null,null,null,null,null,null,null,null,null,null,null,null,null,null,null,null,null,null,null,null,null,null,null,null,null,null,null,null,null,null,null,12,22,286,{"$f":"OFFSET(EMP!$D$1,IF($CA$1,BX288,366-BX288),BY288)","v":1252},{"$f":"IF(BZ288=SUMIF(EMP!$AQ$51:$AQ$90,CB287,EMP!$BK$51:$BK$90),CB287+1,CB287)","v":2},1314,{"$f":"SUMIF(EMP!$AQ$51:$AQ$90,CB288,EMP!$BJ$51:$BJ$90)","v":1265.3626074583512}]
[288,"2009-10-15",4,"Thursday",1045,1014,977,969,1031,1084,1029,1057,1105,1084,1122,1090,1090,1118,1121,1128,1129,1179.9000000000001,1311.7,1311.8,1301.7,1229.8,1160,1095,26782.9,1308.5604347421461,"s3","d1","s3d1",null,null,null,null,null,null,null,null,null,null,null,null,null,null,null,null,null,null,null,null,null,null,null,null,null,null,null,null,null,null,null,null,null,null,null,null,null,null,null,null,null,null,12,23,287,{"$f":"OFFSET(EMP!$D$1,IF($CA$1,BX289,366-BX289),BY289)","v":1178},{"$f":"IF(BZ289=SUMIF(EMP!$AQ$51:$AQ$90,CB288,EMP!$BK$51:$BK$90),CB288+1,CB288)","v":2},1314,{"$f":"SUMIF(EMP!$AQ$51:$AQ$90,CB289,EMP!$BJ$51:$BJ$90)","v":1265.3626074583512}]
[289,"2009-10-16",5,"Friday",1084,1017,1002,965,1027,1092,1022,1065,1136,1103,1099,1072,1181,1153,1261,1265,1252.3,1242.9000000000001,1385.2,1362.9,1347.2,1303.0999999999999,1198.0999999999999,1204,27839.7,1316.2243912679314,"s3","d1","s3d1",null,null,null,null,null,null,null,null,null,null,null,null,null,null,null,null,null,null,null,null,null,null,null,null,null,null,null,null,null,null,null,null,null,null,null,null,null,null,null,null,null,null,12,24,288,{"$f":"OFFSET(EMP!$D$1,IF($CA$1,BX290,366-BX290),BY290)","v":1081},{"$f":"IF(BZ290=SUMIF(EMP!$AQ$51:$AQ$90,CB289,EMP!$BK$51:$BK$90),CB289+1,CB289)","v":2},1314,{"$f":"SUMIF(EMP!$AQ$51:$AQ$90,CB290,EMP!$BJ$51:$BJ$90)","v":1265.3626074583512}]
[290,"2009-10-17",6,"Saturday",1111,1066,963,1024,1058,1041,992,1011,974,879,942,961,971,981,1017,1015,1012,1158.2,1322.6,1317.4,1322,1222,1215,1150,25725.200000000001,1316.8619521411383,"s3","d1","s3d1",null,null,null,null,null,null,null,null,null,null,null,null,null,null,null,null,null,null,null,null,null,null,null,null,null,null,null,null,null,null,null,null,null,null,null,null,null,null,null,null,null,null,13,1,289,{"$f":"OFFSET(EMP!$D$1,IF($CA$1,BX291,366-BX291),BY291)","v":1089},{"$f":"IF(BZ291=SUMIF(EMP!$AQ$51:$AQ$90,CB290,EMP!$BK$51:$BK$90),CB290+1,CB290)","v":2},1314,{"$f":"SUMIF(EMP!$AQ$51:$AQ$90,CB291,EMP!$BJ$51:$BJ$90)","v":1265.3626074583512}]
[291,"2009-10-18",7,"Sunday",1065,1043,1034,1016,1020,986,952,969,906,889,648,32,86,59,59,59,311,609,748,565,639,735,735,750,15915,1259.9757569270246,"s3","d1","s3d1",null,null,null,null,null,null,null,null,null,null,null,null,null,null,null,null,null,null,null,null,null,null,null,null,null,null,null,null,null,null,null,null,null,null,null,null,null,null,null,null,null,null,13,2,290,{"$f":"OFFSET(EMP!$D$1,IF($CA$1,BX292,366-BX292),BY292)","v":1071},{"$f":"IF(BZ292=SUMIF(EMP!$AQ$51:$AQ$90,CB291,EMP!$BK$51:$BK$90),CB291+1,CB291)","v":2},1314,{"$f":"SUMIF(EMP!$AQ$51:$AQ$90,CB292,EMP!$BJ$51:$BJ$90)","v":1265.3626074583512}]
[292,"2009-10-19",1,"Monday",815,894,918,950,1021,1034,1052,1081,1154,1172,1162,1198,1178,1195,1213,1168,1157,1279.3,1324.5,1352.7,1327.7,1273.0999999999999,1184,1113,27216.3,1266.4281812343222,"s3","d1","s3d1",null,null,null,null,null,null,null,null,null,null,null,null,null,null,null,null,null,null,null,null,null,null,null,null,null,null,null,null,null,null,null,null,null,null,null,null,null,null,null,null,null,null,13,3,291,{"$f":"OFFSET(EMP!$D$1,IF($CA$1,BX293,366-BX293),BY293)","v":1029},{"$f":"IF(BZ293=SUMIF(EMP!$AQ$51:$AQ$90,CB292,EMP!$BK$51:$BK$90),CB292+1,CB292)","v":2},1314,{"$f":"SUMIF(EMP!$AQ$51:$AQ$90,CB293,EMP!$BJ$51:$BJ$90)","v":1265.3626074583512}]
[293,"2009-10-20",2,"Tuesday",1081,1063,1052,1061,1044,1132,1054,1107,1121,1139,1153,1173,1108,1157,1155,1139,1134,1207,1320.2,1368.8,1347,1284.9000000000001,1190,1118,27708.9,1271.8053631108901,"s3","d1","s3d1",null,null,null,null,null,null,null,null,null,null,null,null,null,null,null,null,null,null,null,null,null,null,null,null,null,null,null,null,null,null,null,null,null,null,null,null,null,null,null,null,null,null,13,4,292,{"$f":"OFFSET(EMP!$D$1,IF($CA$1,BX294,366-BX294),BY294)","v":1027},{"$f":"IF(BZ294=SUMIF(EMP!$AQ$51:$AQ$90,CB293,EMP!$BK$51:$BK$90),CB293+1,CB293)","v":2},1314,{"$f":"SUMIF(EMP!$AQ$51:$AQ$90,CB294,EMP!$BJ$51:$BJ$90)","v":1265.3626074583512}]
[294,"2009-10-21",3,"Wednesday",1081,1070,1076,1057,1078,1141,1097,1092,1160,1187,1181,1181,1138,1157,1183,1181,1180,1206,1324.6,1342.1,1320.8,1289.3,1198,1100,28020.799999999996,1277.0848267998012,"s3","d1","s3d1",null,null,null,null,null,null,null,null,null,null,null,null,null,null,null,null,null,null,null,null,null,null,null,null,null,null,null,null,null,null,null,null,null,null,null,null,null,null,null,null,null,null,13,5,293,{"$f":"OFFSET(EMP!$D$1,IF($CA$1,BX295,366-BX295),BY295)","v":1066},{"$f":"IF(BZ295=SUMIF(EMP!$AQ$51:$AQ$90,CB294,EMP!$BK$51:$BK$90),CB294+1,CB294)","v":2},1313.3,{"$f":"SUMIF(EMP!$AQ$51:$AQ$90,CB295,EMP!$BJ$51:$BJ$90)","v":1265.3626074583512}]
[295,"2009-10-22",4,"Thursday",1064,1071,1016,1030,1072,1115,1065,1140,1143,1160,1172,1172,1156,1165,1164,1190,1160,1262,1399,1398,1340,1292,1171,1130,28047,1289.2763441198213,"s3","d1","s3d1",null,null,null,null,null,null,null,null,null,null,null,null,null,null,null,null,null,null,null,null,null,null,null,null,null,null,null,null,null,null,null,null,null,null,null,null,null,null,null,null,null,null,13,6,294,{"$f":"OFFSET(EMP!$D$1,IF($CA$1,BX296,366-BX296),BY296)","v":1092},{"$f":"IF(BZ296=SUMIF(EMP!$AQ$51:$AQ$90,CB295,EMP!$BK$51:$BK$90),CB295+1,CB295)","v":2},1313,{"$f":"SUMIF(EMP!$AQ$51:$AQ$90,CB296,EMP!$BJ$51:$BJ$90)","v":1265.3626074583512}]
[296,"2009-10-23",5,"Friday",1102,1039,1019,1038,1081,1099,1027,1096,1143,1146,1125,1153,1130,1132,1164,1197,1165,1212.2,1346.8,1407.4,1331.1,1297.5,1213,1162,27826,1295.0287097078392,"s3","d1","s3d1",null,null,null,null,null,null,null,null,null,null,null,null,null,null,null,null,null,null,null,null,null,null,null,null,null,null,null,null,null,null,null,null,null,null,null,null,null,null,null,null,null,null,13,7,295,{"$f":"OFFSET(EMP!$D$1,IF($CA$1,BX297,366-BX297),BY297)","v":1045},{"$f":"IF(BZ297=SUMIF(EMP!$AQ$51:$AQ$90,CB296,EMP!$BK$51:$BK$90),CB296+1,CB296)","v":2},1313,{"$f":"SUMIF(EMP!$AQ$51:$AQ$90,CB297,EMP!$BJ$51:$BJ$90)","v":1265.3626074583512}]
[297,"2009-10-24",6,"Saturday",1100,1094,1051,1080,1087,1086,1003,1045,1026,1036,1054,1054,1052,1046,1027,1042,1007,1191,1324,1321,1321.2,1246.8,1163,1101,26558,1297.9258387370553,"s3","d1","s3d1",null,null,null,null,null,null,null,null,null,null,null,null,null,null,null,null,null,null,null,null,null,null,null,null,null,null,null,null,null,null,null,null,null,null,null,null,null,null,null,null,null,null,13,8,296,{"$f":"OFFSET(EMP!$D$1,IF($CA$1,BX298,366-BX298),BY298)","v":1042},{"$f":"IF(BZ298=SUMIF(EMP!$AQ$51:$AQ$90,CB297,EMP!$BK$51:$BK$90),CB297+1,CB297)","v":2},1312.6,{"$f":"SUMIF(EMP!$AQ$51:$AQ$90,CB298,EMP!$BJ$51:$BJ$90)","v":1265.3626074583512}]
[298,"2009-10-25",7,"Sunday",1025,990,970,973,983,976,988,978,954,931,943,924,944,966,1000,1008,908,1112.7,1249.2,1233.5999999999999,1238,1182,1092,1032,24600.5,1293.0532548633498,"s3","d1","s3d1",null,null,null,null,null,null,null,null,null,null,null,null,null,null,null,null,null,null,null,null,null,null,null,null,null,null,null,null,null,null,null,null,null,null,null,null,null,null,null,null,null,null,13,9,297,{"$f":"OFFSET(EMP!$D$1,IF($CA$1,BX299,366-BX299),BY299)","v":1092},{"$f":"IF(BZ299=SUMIF(EMP!$AQ$51:$AQ$90,CB298,EMP!$BK$51:$BK$90),CB298+1,CB298)","v":2},1312.4,{"$f":"SUMIF(EMP!$AQ$51:$AQ$90,CB299,EMP!$BJ$51:$BJ$90)","v":1265.3626074583512}]
[299,"2009-10-26",1,"Monday",1010,968,957,967,1019,1044,1028,1092,1135,1167.4000000000001,1169.4000000000001,1165.5,1123.9000000000001,1127.8,1177,1200,1166,1133,1247,1252,1240,1209,1134,1096,26828,1288.4479293770148,"s3","d1","s3d1",null,null,null,null,null,null,null,null,null,null,null,null,null,null,null,null,null,null,null,null,null,null,null,null,null,null,null,null,null,null,null,null,null,null,null,null,null,null,null,null,null,null,13,10,298,{"$f":"OFFSET(EMP!$D$1,IF($CA$1,BX300,366-BX300),BY300)","v":1045},{"$f":"IF(BZ300=SUMIF(EMP!$AQ$51:$AQ$90,CB299,EMP!$BK$51:$BK$90),CB299+1,CB299)","v":2},1312.3,{"$f":"SUMIF(EMP!$AQ$51:$AQ$90,CB300,EMP!$BJ$51:$BJ$90)","v":1265.3626074583512}]
[300,"2009-10-27",2,"Tuesday",1086,1063,1048,1043,1080,1004,1054,1119,1082,1169,1112,1125,1138,1173,1174,1180,1169,1224,1312,1259,1348,1303,1218,1137,27620,1290.8031364393134,"s3","d1","s3d1",null,null,null,null,null,null,null,null,null,null,null,null,null,null,null,null,null,null,null,null,null,null,null,null,null,null,null,null,null,null,null,null,null,null,null,null,null,null,null,null,null,null,13,11,299,{"$f":"OFFSET(EMP!$D$1,IF($CA$1,BX301,366-BX301),BY301)","v":1080},{"$f":"IF(BZ301=SUMIF(EMP!$AQ$51:$AQ$90,CB300,EMP!$BK$51:$BK$90),CB300+1,CB300)","v":2},1312,{"$f":"SUMIF(EMP!$AQ$51:$AQ$90,CB301,EMP!$BJ$51:$BJ$90)","v":1265.3626074583512}]
[301,"2009-10-28",3,"Wednesday",1109,1092,1064,1065,1107,1120,1061,1097,1113,1130,1151,1140,1146,1170,1147,1168,1175,1246,1324,1319,1305,1268,1207,1179,27903,1294.1228227953823,"s3","d1","s3d1",null,null,null,null,null,null,null,null,null,null,null,null,null,null,null,null,null,null,null,null,null,null,null,null,null,null,null,null,null,null,null,null,null,null,null,null,null,null,null,null,null,null,13,12,300,{"$f":"OFFSET(EMP!$D$1,IF($CA$1,BX302,366-BX302),BY302)","v":1102},{"$f":"IF(BZ302=SUMIF(EMP!$AQ$51:$AQ$90,CB301,EMP!$BK$51:$BK$90),CB301+1,CB301)","v":2},1312,{"$f":"SUMIF(EMP!$AQ$51:$AQ$90,CB302,EMP!$BJ$51:$BJ$90)","v":1265.3626074583512}]
[302,"2009-10-29",4,"Thursday",1087,1071,1053,1059,1088,1110,1045,1073,1158,1198,1033,1098,1082,1099,1144,1132,1099,1030,1308,1322,1301,1275,1172,1156,27193,1295.510540515844,"s3","d1","s3d1",null,null,null,null,null,null,null,null,null,null,null,null,null,null,null,null,null,null,null,null,null,null,null,null,null,null,null,null,null,null,null,null,null,null,null,null,null,null,null,null,null,null,13,13,301,{"$f":"OFFSET(EMP!$D$1,IF($CA$1,BX303,366-BX303),BY303)","v":1085},{"$f":"IF(BZ303=SUMIF(EMP!$AQ$51:$AQ$90,CB302,EMP!$BK$51:$BK$90),CB302+1,CB302)","v":2},1312,{"$f":"SUMIF(EMP!$AQ$51:$AQ$90,CB303,EMP!$BJ$51:$BJ$90)","v":1265.3626074583512}]
[303,"2009-10-30",5,"Friday",1083,1043,1034,1017,1046,1115,1123,1109,1173,1163,1168.0999999999999,1191,1180,1169,1191,1138,1153,1218,1303,1328,1336,1312,1203,1144,27940.1,1296.2594864642597,"s3","d1","s3d1",null,null,null,null,null,null,null,null,null,null,null,null,null,null,null,null,null,null,null,null,null,null,null,null,null,null,null,null,null,null,null,null,null,null,null,null,null,null,null,null,null,null,13,14,302,{"$f":"OFFSET(EMP!$D$1,IF($CA$1,BX304,366-BX304),BY304)","v":943},{"$f":"IF(BZ304=SUMIF(EMP!$AQ$51:$AQ$90,CB303,EMP!$BK$51:$BK$90),CB303+1,CB303)","v":2},1312,{"$f":"SUMIF(EMP!$AQ$51:$AQ$90,CB304,EMP!$BJ$51:$BJ$90)","v":1265.3626074583512}]
[304,"2009-10-31",6,"Saturday",1091,1103,1071,1075,1072,1040,985,1001,1031,1042,1053,1047,1062,1059,1058,1067,1056,1139,1335,1342,1013,1281,1209,1137,26369,1300.1335378178337,"s3","d1","s3d1",null,null,null,null,null,null,null,null,null,null,null,null,null,null,null,null,null,null,null,null,null,null,null,null,null,null,null,null,null,null,null,null,null,null,null,null,null,null,null,null,null,null,13,15,303,{"$f":"OFFSET(EMP!$D$1,IF($CA$1,BX305,366-BX305),BY305)","v":1068},{"$f":"IF(BZ305=SUMIF(EMP!$AQ$51:$AQ$90,CB304,EMP!$BK$51:$BK$90),CB304+1,CB304)","v":2},1312,{"$f":"SUMIF(EMP!$AQ$51:$AQ$90,CB305,EMP!$BJ$51:$BJ$90)","v":1265.3626074583512}]
[305,"2009-11-01",7,"Sunday",1077,1080,1047,1056,1059,1006,1000,968,967,885,929,942,961,994,934,979,968,1162,1238,1285,1260,1223,1125,1062,25207,1293.9201840360504,"s3","d1","s3d1",null,null,null,null,null,null,null,null,null,null,null,null,null,null,null,null,null,null,null,null,null,null,null,null,null,null,null,null,null,null,null,null,null,null,null,null,null,null,null,null,null,null,13,16,304,{"$f":"OFFSET(EMP!$D$1,IF($CA$1,BX306,366-BX306),BY306)","v":1090},{"$f":"IF(BZ306=SUMIF(EMP!$AQ$51:$AQ$90,CB305,EMP!$BK$51:$BK$90),CB305+1,CB305)","v":2},1312,{"$f":"SUMIF(EMP!$AQ$51:$AQ$90,CB306,EMP!$BJ$51:$BJ$90)","v":1265.3626074583512}]
[306,"2009-11-02",1,"Monday",1024,998,998,979,1011,1062,997,1070,1134,1181,1198,1204,1203,1197,1207,1207,1117,1147,1258,1314,1311,1239,1160,1137,27353,1290.3281656324452,"s3","d1","s3d1",null,null,null,null,null,null,null,null,null,null,null,null,null,null,null,null,null,null,null,null,null,null,null,null,null,null,null,null,null,null,null,null,null,null,null,null,null,null,null,null,null,null,13,17,305,{"$f":"OFFSET(EMP!$D$1,IF($CA$1,BX307,366-BX307),BY307)","v":1055},{"$f":"IF(BZ307=SUMIF(EMP!$AQ$51:$AQ$90,CB306,EMP!$BK$51:$BK$90),CB306+1,CB306)","v":2},1312,{"$f":"SUMIF(EMP!$AQ$51:$AQ$90,CB307,EMP!$BJ$51:$BJ$90)","v":1265.3626074583512}]
[307,"2009-11-03",2,"Tuesday",1086,1055,1057,1046,1067,1059,1018,1075,1139,1174,1183,1186,1180,1178,1162,863,1050,1042,1086,1093,1105,1121,1079,1081,26185,1269.8953490692006,"s3","d1","s3d1",null,null,null,null,null,null,null,null,null,null,null,null,null,null,null,null,null,null,null,null,null,null,null,null,null,null,null,null,null,null,null,null,null,null,null,null,null,null,null,null,null,null,13,18,306,{"$f":"OFFSET(EMP!$D$1,IF($CA$1,BX308,366-BX308),BY308)","v":1085},{"$f":"IF(BZ308=SUMIF(EMP!$AQ$51:$AQ$90,CB307,EMP!$BK$51:$BK$90),CB307+1,CB307)","v":2},1311.8,{"$f":"SUMIF(EMP!$AQ$51:$AQ$90,CB308,EMP!$BJ$51:$BJ$90)","v":1265.3626074583512}]
[308,"2009-11-04",3,"Wednesday",1027,1017,1026,1000,1039,1067,1013,1050,1107,1147,1162,1164,1180,1175,1126,1183,1193,1229,1311,1312,1308,1241,1213,1117,27407,1274.0058141622806,"s3","d1","s3d1",null,null,null,null,null,null,null,null,null,null,null,null,null,null,null,null,null,null,null,null,null,null,null,null,null,null,null,null,null,null,null,null,null,null,null,null,null,null,null,null,null,null,13,19,307,{"$f":"OFFSET(EMP!$D$1,IF($CA$1,BX309,366-BX309),BY309)","v":1304},{"$f":"IF(BZ309=SUMIF(EMP!$AQ$51:$AQ$90,CB308,EMP!$BK$51:$BK$90),CB308+1,CB308)","v":2},1311.7,{"$f":"SUMIF(EMP!$AQ$51:$AQ$90,CB309,EMP!$BJ$51:$BJ$90)","v":1265.3626074583512}]
[309,"2009-11-05",4,"Thursday",1069,1082,1050,1063,1091,1099,1053,1110,1148,1174,1168,1158,1148,1195,1211,1056,1147,1248,1322,1340,1334,1303,1253,1162,27984,1278.8052327460525,"s3","d1","s3d1",null,null,null,null,null,null,null,null,null,null,null,null,null,null,null,null,null,null,null,null,null,null,null,null,null,null,null,null,null,null,null,null,null,null,null,null,null,null,null,null,null,null,13,20,308,{"$f":"OFFSET(EMP!$D$1,IF($CA$1,BX310,366-BX310),BY310)","v":1315},{"$f":"IF(BZ310=SUMIF(EMP!$AQ$51:$AQ$90,CB309,EMP!$BK$51:$BK$90),CB309+1,CB309)","v":2},1311.5,{"$f":"SUMIF(EMP!$AQ$51:$AQ$90,CB310,EMP!$BJ$51:$BJ$90)","v":1265.3626074583512}]
[310,"2009-11-06",5,"Friday",1120,1104,1077,1073,1104,1111,1015,632,991,1028,1107,1156,1103,1138,1204,1137,1049,1221,1296.5999999999999,1326.4,1308.9000000000001,1298.7,1212,1161,26973.600000000002,1280.5847094714475,"s3","d1","s3d1",null,null,null,null,null,null,null,null,null,null,null,null,null,null,null,null,null,null,null,null,null,null,null,null,null,null,null,null,null,null,null,null,null,null,null,null,null,null,null,null,null,null,13,21,309,{"$f":"OFFSET(EMP!$D$1,IF($CA$1,BX311,366-BX311),BY311)","v":1308},{"$f":"IF(BZ311=SUMIF(EMP!$AQ$51:$AQ$90,CB310,EMP!$BK$51:$BK$90),CB310+1,CB310)","v":2},1311.2,{"$f":"SUMIF(EMP!$AQ$51:$AQ$90,CB311,EMP!$BJ$51:$BJ$90)","v":1265.3626074583512}]
[311,"2009-11-07",6,"Saturday",1100,1077,1079,1048,1079,1026,1012,983,1013,1046,1054,1057,1047,1031,1030,1017,1037,1150,1259.2,1280.5,1280.2,1241.7,1180,1120,26247.600000000002,1278.4462385243028,"s3","d1","s3d1",null,null,null,null,null,null,null,null,null,null,null,null,null,null,null,null,null,null,null,null,null,null,null,null,null,null,null,null,null,null,null,null,null,null,null,null,null,null,null,null,null,null,13,22,310,{"$f":"OFFSET(EMP!$D$1,IF($CA$1,BX312,366-BX312),BY312)","v":1283},{"$f":"IF(BZ312=SUMIF(EMP!$AQ$51:$AQ$90,CB311,EMP!$BK$51:$BK$90),CB311+1,CB311)","v":2},1311.2,{"$f":"SUMIF(EMP!$AQ$51:$AQ$90,CB312,EMP!$BJ$51:$BJ$90)","v":1265.3626074583512}]
[312,"2009-11-08",7,"Sunday",1072,1046,1024,1034,1048,1008,983,920,963,939,955,962,957,952,981,997,1025,1158,1280,1295,1272,1047,1109,1055,25082,1278.6016146718725,"s3","d1","s3d1",null,null,null,null,null,null,null,null,null,null,null,null,null,null,null,null,null,null,null,null,null,null,null,null,null,null,null,null,null,null,null,null,null,null,null,null,null,null,null,null,null,null,13,23,311,{"$f":"OFFSET(EMP!$D$1,IF($CA$1,BX313,366-BX313),BY313)","v":1215},{"$f":"IF(BZ313=SUMIF(EMP!$AQ$51:$AQ$90,CB312,EMP!$BK$51:$BK$90),CB312+1,CB312)","v":2},1311,{"$f":"SUMIF(EMP!$AQ$51:$AQ$90,CB313,EMP!$BJ$51:$BJ$90)","v":1265.3626074583512}]
[313,"2009-11-09",1,"Monday",1019,1007,1014,1008,1034,1091,1028,1083,1132,1198,1209,1233,1220,1204,1245,1246,1228,1289,1363,1382,1377,1323,1213,1140,28286,1287.0414532046852,"s3","d1","s3d1",null,null,null,null,null,null,null,null,null,null,null,null,null,null,null,null,null,null,null,null,null,null,null,null,null,null,null,null,null,null,null,null,null,null,null,null,null,null,null,null,null,null,13,24,312,{"$f":"OFFSET(EMP!$D$1,IF($CA$1,BX314,366-BX314),BY314)","v":1129},{"$f":"IF(BZ314=SUMIF(EMP!$AQ$51:$AQ$90,CB313,EMP!$BK$51:$BK$90),CB313+1,CB313)","v":2},1311,{"$f":"SUMIF(EMP!$AQ$51:$AQ$90,CB314,EMP!$BJ$51:$BJ$90)","v":1265.3626074583512}]
[314,"2009-11-10",2,"Tuesday",1123,1094,1063,1068,1135,1109,1051,1072,1179,1195,1213,1206,1221,1217,1211,1197,1162,1286,1345,1361,1357,1332,1251,1160,28608,1292.8373078842167,"s3","d1","s3d1",null,null,null,null,null,null,null,null,null,null,null,null,null,null,null,null,null,null,null,null,null,null,null,null,null,null,null,null,null,null,null,null,null,null,null,null,null,null,null,null,null,null,14,1,313,{"$f":"OFFSET(EMP!$D$1,IF($CA$1,BX315,366-BX315),BY315)","v":1093},{"$f":"IF(BZ315=SUMIF(EMP!$AQ$51:$AQ$90,CB314,EMP!$BK$51:$BK$90),CB314+1,CB314)","v":2},1311,{"$f":"SUMIF(EMP!$AQ$51:$AQ$90,CB315,EMP!$BJ$51:$BJ$90)","v":1265.3626074583512}]
[315,"2009-11-11",3,"Wednesday",1122,1072,1096,1084,1112,1112,1072,1109,1155,1212,1225,1217,1211,1202,1211,1236,1217,1278,1338.3,1364,1340,1295,1213,1189,28682.3,1297.3835770957949,"s3","d1","s3d1",null,null,null,null,null,null,null,null,null,null,null,null,null,null,null,null,null,null,null,null,null,null,null,null,null,null,null,null,null,null,null,null,null,null,null,null,null,null,null,null,null,null,14,2,314,{"$f":"OFFSET(EMP!$D$1,IF($CA$1,BX316,366-BX316),BY316)","v":1055},{"$f":"IF(BZ316=SUMIF(EMP!$AQ$51:$AQ$90,CB315,EMP!$BK$51:$BK$90),CB315+1,CB315)","v":2},1311,{"$f":"SUMIF(EMP!$AQ$51:$AQ$90,CB316,EMP!$BJ$51:$BJ$90)","v":1265.3626074583512}]
[316,"2009-11-12",4,"Thursday",1093,1083,1063,1061,1104,1146,1058,1101,1154,1188,1095,1088,1108,1169,1183,1209,1188,1284,1364,1323,1305,1271,1183,1155,27976,1304.0452193862154,"s3","d1","s3d1",null,null,null,null,null,null,null,null,null,null,null,null,null,null,null,null,null,null,null,null,null,null,null,null,null,null,null,null,null,null,null,null,null,null,null,null,null,null,null,null,null,null,14,3,315,{"$f":"OFFSET(EMP!$D$1,IF($CA$1,BX317,366-BX317),BY317)","v":1068},{"$f":"IF(BZ317=SUMIF(EMP!$AQ$51:$AQ$90,CB316,EMP!$BK$51:$BK$90),CB316+1,CB316)","v":2},1310,{"$f":"SUMIF(EMP!$AQ$51:$AQ$90,CB317,EMP!$BJ$51:$BJ$90)","v":1265.3626074583512}]
[317,"2009-11-13",5,"Friday",1116,1097,1109,1097,1101,1132,965,1121,1191,1202,1217,1153,1166,1026,1136,1179,1145,1124,1324,1361,1358,1323,1216,1176,28035,1306.0406974475941,"s3","d1","s3d1",null,null,null,null,null,null,null,null,null,null,null,null,null,null,null,null,null,null,null,null,null,null,null,null,null,null,null,null,null,null,null,null,null,null,null,null,null,null,null,null,null,null,14,4,316,{"$f":"OFFSET(EMP!$D$1,IF($CA$1,BX318,366-BX318),BY318)","v":1032},{"$f":"IF(BZ318=SUMIF(EMP!$AQ$51:$AQ$90,CB317,EMP!$BK$51:$BK$90),CB317+1,CB317)","v":2},1310,{"$f":"SUMIF(EMP!$AQ$51:$AQ$90,CB318,EMP!$BJ$51:$BJ$90)","v":1265.3626074583512}]
[318,"2009-11-14",6,"Saturday",1149,1128,1115,1096,1085,1057,1043,1059,1059,974,972,997,981,1004,1000,968,989,1155,1310,1338,1335,1291,1235,1097,26437,1306.4366277028348,"s3","d1","s3d1",null,null,null,null,null,null,null,null,null,null,null,null,null,null,null,null,null,null,null,null,null,null,null,null,null,null,null,null,null,null,null,null,null,null,null,null,null,null,null,null,null,null,14,5,317,{"$f":"OFFSET(EMP!$D$1,IF($CA$1,BX319,366-BX319),BY319)","v":1049},{"$f":"IF(BZ319=SUMIF(EMP!$AQ$51:$AQ$90,CB318,EMP!$BK$51:$BK$90),CB318+1,CB318)","v":2},1310,{"$f":"SUMIF(EMP!$AQ$51:$AQ$90,CB319,EMP!$BJ$51:$BJ$90)","v":1265.3626074583512}]
[319,"2009-11-15",7,"Sunday",1212,1193,1185,1194,1186,1040,963,963,954,888,917,954,982,996,1070,1010,1016,1157,1281,1300,1229,1202,1118,1093,26103,1303.8929649325512,"s3","d1","s3d1",null,null,null,null,null,null,null,null,null,null,null,null,null,null,null,null,null,null,null,null,null,null,null,null,null,null,null,null,null,null,null,null,null,null,null,null,null,null,null,null,null,null,14,6,318,{"$f":"OFFSET(EMP!$D$1,IF($CA$1,BX320,366-BX320),BY320)","v":1083},{"$f":"IF(BZ320=SUMIF(EMP!$AQ$51:$AQ$90,CB319,EMP!$BK$51:$BK$90),CB319+1,CB319)","v":2},1310,{"$f":"SUMIF(EMP!$AQ$51:$AQ$90,CB320,EMP!$BJ$51:$BJ$90)","v":1265.3626074583512}]
[320,"2009-11-16",1,"Monday",1006,1009,1000,984,1055,1070,1034,1080,1150,1193,1207,1183,1206,1208,1219,1229,1200,1296,1370,1391,1349,1303,1245,1162,28149,1310.503668439296,"s3","d1","s3d1",null,null,null,null,null,null,null,null,null,null,null,null,null,null,null,null,null,null,null,null,null,null,null,null,null,null,null,null,null,null,null,null,null,null,null,null,null,null,null,null,null,null,14,7,319,{"$f":"OFFSET(EMP!$D$1,IF($CA$1,BX321,366-BX321),BY321)","v":1051},{"$f":"IF(BZ321=SUMIF(EMP!$AQ$51:$AQ$90,CB320,EMP!$BK$51:$BK$90),CB320+1,CB320)","v":2},1310,{"$f":"SUMIF(EMP!$AQ$51:$AQ$90,CB321,EMP!$BJ$51:$BJ$90)","v":1265.3626074583512}]
[321,"2009-11-17",2,{"$f":"VLOOKUP(C322,weekdays,2,FALSE)","v":"Tuesday"},1166,1123,1115,1102,1140,1134,1058,1085,1131,1141,1170,1178,1032,1194,1210,1209,1194,1296,1376,1369,1337,1301,1234,1155,{"$f":"SUM(E322:AB322)","v":28450},1317.0533015953663,"s3","d1","s3d1",null,null,null,null,null,null,null,null,null,null,null,null,null,null,null,null,null,null,null,null,null,null,null,null,null,null,null,null,null,null,null,null,null,null,null,null,null,null,null,null,null,null,14,8,320,{"$f":"OFFSET(EMP!$D$1,IF($CA$1,BX322,366-BX322),BY322)","v":1056},{"$f":"IF(BZ322=SUMIF(EMP!$AQ$51:$AQ$90,CB321,EMP!$BK$51:$BK$90),CB321+1,CB321)","v":2},1309.8,{"$f":"SUMIF(EMP!$AQ$51:$AQ$90,CB322,EMP!$BJ$51:$BJ$90)","v":1265.3626074583512}]
[322,"2009-11-18",{"$f":"WEEKDAY(B323,2)","v":3},"Wednesday",1132,1112,1088,1088,1123,1147,1080,1110,1195,1110,1199,1212,1196,1225,1239,1257,1224,1302,1297,1387,1352,1345,1263,1194,28877,1315.0479714358298,{"$f":"IF(AND(A323>$AJ$6,A323<$AJ$7),\"s2\",IF(A323<=$AJ$6,\"s1\",\"s3\"))","v":"s3"},"d1",{"$f":"AE323&AF323","v":"s3d1"},null,null,null,null,null,null,null,null,null,null,null,null,null,null,null,null,null,null,null,null,null,null,null,null,null,null,null,null,null,null,null,null,null,null,null,null,null,null,null,null,null,null,{"$f":"ROUNDDOWN((BZ323-1)/24,0)+1","v":14},9,321,{"$f":"OFFSET(EMP!$D$1,IF($CA$1,BX323,366-BX323),BY323)","v":1112},{"$f":"IF(BZ323=SUMIF(EMP!$AQ$51:$AQ$90,CB322,EMP!$BK$51:$BK$90),CB322+1,CB322)","v":2},1309.8,{"$f":"SUMIF(EMP!$AQ$51:$AQ$90,CB323,EMP!$BJ$51:$BJ$90)","v":1265.3626074583512}]
[{"$f":"A323+1","v":323},"2009-11-19",4,"Thursday",1154,1108,1094,1099,1135,1149,1088,1177,1184,1198,1186,1212,1217,1258,1232,1217,1195,1364,1362,1386,1371,1363,1256,1177,29182,1319.743174292247,"s3","d1","s3d1",null,null,null,null,null,null,null,null,null,null,null,null,null,null,null,null,null,null,null,null,null,null,null,null,null,null,null,null,null,null,null,null,null,null,null,null,null,null,null,null,null,null,14,10,{"$f":"BZ323+1","v":322},{"$f":"OFFSET(EMP!$D$1,IF($CA$1,BX324,366-BX324),BY324)","v":1136},{"$f":"IF(BZ324=SUMIF(EMP!$AQ$51:$AQ$90,CB323,EMP!$BK$51:$BK$90),CB323+1,CB323)","v":2},1309.5999999999999,{"$f":"SUMIF(EMP!$AQ$51:$AQ$90,CB324,EMP!$BJ$51:$BJ$90)","v":1265.3626074583512}]
[324,"2009-11-20",5,"Friday",1156,1119,1137,1127,1151,1141,1082,1133,1197,1211,1218,1228,1205,1233,1229,1256,1222,1277,1382,1403,1369,1339,1266,1186,29267,1325.9688568630224,"s3","d1","s3d1",null,null,null,null,null,null,null,null,null,null,null,null,null,null,null,null,null,null,null,null,null,null,null,null,null,null,null,null,null,null,null,null,null,null,null,null,null,null,null,null,null,null,14,11,323,{"$f":"OFFSET(EMP!$D$1,IF($CA$1,BX325,366-BX325),BY325)","v":1111},{"$f":"IF(BZ325=SUMIF(EMP!$AQ$51:$AQ$90,CB324,EMP!$BK$51:$BK$90),CB324+1,CB324)","v":2},1309,{"$f":"SUMIF(EMP!$AQ$51:$AQ$90,CB325,EMP!$BJ$51:$BJ$90)","v":1265.3626074583512}]
[325,"2009-11-21",6,"Saturday",1165,1107,1118,1114,1125,1068,1037,1023,1048,957,1070,1044,1036,1053,1087,1073,1002,1144,1266,1346,1340,1307,1243,1184,26957,1319.9719711767202,"s3","d1","s3d1",null,null,null,null,null,null,null,null,null,null,null,null,null,null,null,null,null,null,null,null,null,null,null,null,null,null,null,null,null,null,null,null,null,null,null,null,null,null,null,null,null,null,14,12,324,{"$f":"OFFSET(EMP!$D$1,IF($CA$1,BX326,366-BX326),BY326)","v":1053},{"$f":"IF(BZ326=SUMIF(EMP!$AQ$51:$AQ$90,CB325,EMP!$BK$51:$BK$90),CB325+1,CB325)","v":2},1309,{"$f":"SUMIF(EMP!$AQ$51:$AQ$90,CB326,EMP!$BJ$51:$BJ$90)","v":1265.3626074583512}]
[326,"2009-11-22",7,"Sunday",1102,1088,1073,1070,1052,1033,1007,1011,981,955,975,966,980,1025,1051,1067,1051,1203,1331,1278,1279,1223,1161,1095,26057,1321.0747740590482,"s3","d1","s3d1",null,null,null,null,null,null,null,null,null,null,null,null,null,null,null,null,null,null,null,null,null,null,null,null,null,null,null,null,null,null,null,null,null,null,null,null,null,null,null,null,null,null,14,13,325,{"$f":"OFFSET(EMP!$D$1,IF($CA$1,BX327,366-BX327),BY327)","v":1085},{"$f":"IF(BZ327=SUMIF(EMP!$AQ$51:$AQ$90,CB326,EMP!$BK$51:$BK$90),CB326+1,CB326)","v":2},1309,{"$f":"SUMIF(EMP!$AQ$51:$AQ$90,CB327,EMP!$BJ$51:$BJ$90)","v":1265.3626074583512}]
[327,"2009-11-23",1,"Monday",1079,1062,1039,1052,1076,1127,1068,1077,1176,1218,1226,1229,1213,1222,1239,1263.4000000000001,1242.5999999999999,1263.0999999999999,1363.7,1376.7,1359.9,1336.7,1272.9000000000001,1201.4000000000001,28783.400000000005,1325.3372966531433,"s3","d1","s3d1",null,null,null,null,null,null,null,null,null,null,null,null,null,null,null,null,null,null,null,null,null,null,null,null,null,null,null,null,null,null,null,null,null,null,null,null,null,null,null,null,null,null,14,14,326,{"$f":"OFFSET(EMP!$D$1,IF($CA$1,BX328,366-BX328),BY328)","v":1135},{"$f":"IF(BZ328=SUMIF(EMP!$AQ$51:$AQ$90,CB327,EMP!$BK$51:$BK$90),CB327+1,CB327)","v":2},1309,{"$f":"SUMIF(EMP!$AQ$51:$AQ$90,CB328,EMP!$BJ$51:$BJ$90)","v":1265.3626074583512}]
[328,"2009-11-24",2,"Tuesday",1159.3,1137.2,1124.2,1118.4000000000001,1161.3,1187.2,229,414,552,712,837,919,1007,365,396,650,768,968.9,1035.0999999999999,1128.3,1111.0999999999999,1206.7,1143,1143,21472.7,1296.3135669878291,"s3","d1","s3d1",null,null,null,null,null,null,null,null,null,null,null,null,null,null,null,null,null,null,null,null,null,null,null,null,null,null,null,null,null,null,null,null,null,null,null,null,null,null,null,null,null,null,14,15,327,{"$f":"OFFSET(EMP!$D$1,IF($CA$1,BX329,366-BX329),BY329)","v":1130},{"$f":"IF(BZ329=SUMIF(EMP!$AQ$51:$AQ$90,CB328,EMP!$BK$51:$BK$90),CB328+1,CB328)","v":2},1309,{"$f":"SUMIF(EMP!$AQ$51:$AQ$90,CB329,EMP!$BJ$51:$BJ$90)","v":1265.3626074583512}]
[329,"2009-11-25",3,"Wednesday",1119,1091,1091,1075,1110,1133,1075,1084,1159.5,1183.4000000000001,1161.0999999999999,1204.7,1166.5999999999999,1196.9000000000001,1173,1202.7,1178.0999999999999,1271.0999999999999,1361.4,1358.9,1332.7,1311.2,1234,1185.8,28459.100000000002,1302.8222102890463,"s3","d1","s3d1",null,null,null,null,null,null,null,null,null,null,null,null,null,null,null,null,null,null,null,null,null,null,null,null,null,null,null,null,null,null,null,null,null,null,null,null,null,null,null,null,null,null,14,16,328,{"$f":"OFFSET(EMP!$D$1,IF($CA$1,BX330,366-BX330),BY330)","v":1151},{"$f":"IF(BZ330=SUMIF(EMP!$AQ$51:$AQ$90,CB329,EMP!$BK$51:$BK$90),CB329+1,CB329)","v":2},1309,{"$f":"SUMIF(EMP!$AQ$51:$AQ$90,CB330,EMP!$BJ$51:$BJ$90)","v":1265.3626074583512}]
[330,"2009-11-26",4,"Thursday",1144,1134,1106,1106,1125,1146,1074,1114,1181,1163,1216,1216,1210,1208,1198,1209,1203,1251,1409.2,1381.6,1368,1344,1279,1208,28993.8,1313.4599892601418,"s3","d1","s3d1",null,null,null,null,null,null,null,null,null,null,null,null,null,null,null,null,null,null,null,null,null,null,null,null,null,null,null,null,null,null,null,null,null,null,null,null,null,null,null,null,null,null,14,17,329,{"$f":"OFFSET(EMP!$D$1,IF($CA$1,BX331,366-BX331),BY331)","v":1171},{"$f":"IF(BZ331=SUMIF(EMP!$AQ$51:$AQ$90,CB330,EMP!$BK$51:$BK$90),CB330+1,CB330)","v":2},1309,{"$f":"SUMIF(EMP!$AQ$51:$AQ$90,CB331,EMP!$BJ$51:$BJ$90)","v":1265.3626074583512}]
[331,"2009-11-27",5,"Friday",1164,1136,1113,1111,1137,1086,1059,1050,1069,1062,1027,1070,1093,1119,1133,1140,1132,1170,1323,1368,1354,1341,1242,1210,27709,1314.4139903341277,"s3","d1","s3d1",null,null,null,null,null,null,null,null,null,null,null,null,null,null,null,null,null,null,null,null,null,null,null,null,null,null,null,null,null,null,null,null,null,null,null,null,null,null,null,null,null,null,14,18,330,{"$f":"OFFSET(EMP!$D$1,IF($CA$1,BX332,366-BX332),BY332)","v":1142},{"$f":"IF(BZ332=SUMIF(EMP!$AQ$51:$AQ$90,CB331,EMP!$BK$51:$BK$90),CB331+1,CB331)","v":2},1308.9000000000001,{"$f":"SUMIF(EMP!$AQ$51:$AQ$90,CB332,EMP!$BJ$51:$BJ$90)","v":1265.3626074583512}]
[332,"2009-11-28",6,"Saturday",1151,1158,1124,1104,1107,1053,1042,1048,1066,1121.4000000000001,1103,1074.5999999999999,1071.5,1084.4000000000001,1109.3,1103.7,1119.2,1234,1329.1,1360.5,1341.7,1312.6,1351.5,1205.7,27775.200000000001,{"$f":"AD332*(1-$AH$1)+W333*$AH$1","v":1315.8825913007149},"s3","d1","s3d1",null,null,null,null,null,null,null,null,null,null,null,null,null,null,null,null,null,null,null,null,null,null,null,null,null,null,null,null,null,null,null,null,null,null,null,null,null,null,null,null,null,null,14,19,331,{"$f":"OFFSET(EMP!$D$1,IF($CA$1,BX333,366-BX333),BY333)","v":1302},{"$f":"IF(BZ333=SUMIF(EMP!$AQ$51:$AQ$90,CB332,EMP!$BK$51:$BK$90),CB332+1,CB332)","v":2},1308.5999999999999,{"$f":"SUMIF(EMP!$AQ$51:$AQ$90,CB333,EMP!$BJ$51:$BJ$90)","v":1265.3626074583512}]
[333,"2009-11-29",7,"Sunday",1147.5999999999999,1122.3,1112.4000000000001,1109.3,1098.7,1083.8,975.8,1012.8,967,964,983,1001,1002,1038.8,1032,1043,1043,1180,1277.3,1327.4,1322.7,1280.5999999999999,1193.5999999999999,1144.0999999999999,26462.199999999997,1312.0243321706434,"s3","d1","s3d1",null,null,null,null,null,null,null,null,null,null,null,null,null,null,null,null,null,null,null,null,null,null,null,null,null,null,null,null,null,null,null,null,null,null,null,null,null,null,null,null,null,null,14,20,332,{"$f":"OFFSET(EMP!$D$1,IF($CA$1,BX334,366-BX334),BY334)","v":1309},{"$f":"IF(BZ334=SUMIF(EMP!$AQ$51:$AQ$90,CB333,EMP!$BK$51:$BK$90),CB333+1,CB333)","v":2},1308,{"$f":"SUMIF(EMP!$AQ$51:$AQ$90,CB334,EMP!$BJ$51:$BJ$90)","v":1265.3626074583512}]
[334,"2009-11-30",1,"Monday",1089,1109,1066,1050,1079,1117,1074,1108,1170,1207,1215,1214,1202,1266,1106.7,1255.8,1234.0999999999999,1315.7,1376.9,1393.8,1383.4,1342,1263.5999999999999,1222.5999999999999,28860.6,1318.5118989535792,"s3","d1","s3d1",null,null,null,null,null,null,null,null,null,null,null,null,null,null,null,null,null,null,null,null,null,null,null,null,null,null,null,null,null,null,null,null,null,null,null,null,null,null,null,null,null,null,14,21,333,{"$f":"OFFSET(EMP!$D$1,IF($CA$1,BX335,366-BX335),BY335)","v":1316},{"$f":"IF(BZ335=SUMIF(EMP!$AQ$51:$AQ$90,CB334,EMP!$BK$51:$BK$90),CB334+1,CB334)","v":2},1308,{"$f":"SUMIF(EMP!$AQ$51:$AQ$90,CB335,EMP!$BJ$51:$BJ$90)","v":1265.3626074583512}]
[335,"2009-12-01",2,"Tuesday",1160,1149,1124,1111,1120,1165,1108,1135,1193,1203,1213,1216,1215,1171.2,1214.7,1255.5999999999999,1229.0999999999999,1270.9000000000001,1371.9,1378,1363.4,1282,1256.7,1206,29111.500000000004,1323.8507090582214,"s3","d1","s3d1",null,null,null,null,null,null,null,null,null,null,null,null,null,null,null,null,null,null,null,null,null,null,null,null,null,null,null,null,null,null,null,null,null,null,null,null,null,null,null,null,null,null,14,22,334,{"$f":"OFFSET(EMP!$D$1,IF($CA$1,BX336,366-BX336),BY336)","v":1284},{"$f":"IF(BZ336=SUMIF(EMP!$AQ$51:$AQ$90,CB335,EMP!$BK$51:$BK$90),CB335+1,CB335)","v":2},1308,{"$f":"SUMIF(EMP!$AQ$51:$AQ$90,CB336,EMP!$BJ$51:$BJ$90)","v":1265.3626074583512}]
[336,"2009-12-02",3,"Wednesday",1107,1111.4000000000001,1117.4000000000001,1121.4000000000001,1153.5999999999999,1167,1124,1155,1211,1210,1216,1202,1156,1119,1215,1198,1210,1301,1362.7,1397.3,1391.3,1326,1309.8,1233.3,29115.200000000001,1327.7356381523991,"s3","d1","s3d1",null,null,null,null,null,null,null,null,null,null,null,null,null,null,null,null,null,null,null,null,null,null,null,null,null,null,null,null,null,null,null,null,null,null,null,null,null,null,null,null,null,null,14,23,335,{"$f":"OFFSET(EMP!$D$1,IF($CA$1,BX337,366-BX337),BY337)","v":1228},{"$f":"IF(BZ337=SUMIF(EMP!$AQ$51:$AQ$90,CB336,EMP!$BK$51:$BK$90),CB336+1,CB336)","v":2},1308,{"$f":"SUMIF(EMP!$AQ$51:$AQ$90,CB337,EMP!$BJ$51:$BJ$90)","v":1265.3626074583512}]
[337,"2009-12-03",4,"Thursday",1190,1183,1178,1162,1200,1228,1187,1053,1237,1233,1230,1087,1238,1140,1193,1148,1215,1262,1403.5,1394.2,1404.7,1375.6,1266,1177,29385,1335.3120743371592,"s3","d1","s3d1",null,null,null,null,null,null,null,null,null,null,null,null,null,null,null,null,null,null,null,null,null,null,null,null,null,null,null,null,null,null,null,null,null,null,null,null,null,null,null,null,null,null,14,24,336,{"$f":"OFFSET(EMP!$D$1,IF($CA$1,BX338,366-BX338),BY338)","v":1135},{"$f":"IF(BZ338=SUMIF(EMP!$AQ$51:$AQ$90,CB337,EMP!$BK$51:$BK$90),CB337+1,CB337)","v":2},1308,{"$f":"SUMIF(EMP!$AQ$51:$AQ$90,CB338,EMP!$BJ$51:$BJ$90)","v":1265.3626074583512}]
[338,"2009-12-04",5,"Friday",1177,1155,1143,1155,1165,1155,1086,1115,1144,1155,1178,1102,1106,1106,1097,1187,1141,1259,1380,1403.3,1388.4,1402.2,1269,1180,28648.9,1339.7808669034432,"s3","d1","s3d1",null,null,null,null,null,null,null,null,null,null,null,null,null,null,null,null,null,null,null,null,null,null,null,null,null,null,null,null,null,null,null,null,null,null,null,null,null,null,null,null,null,null,15,1,337,{"$f":"OFFSET(EMP!$D$1,IF($CA$1,BX339,366-BX339),BY339)","v":1096},{"$f":"IF(BZ339=SUMIF(EMP!$AQ$51:$AQ$90,CB338,EMP!$BK$51:$BK$90),CB338+1,CB338)","v":2},1307.7,{"$f":"SUMIF(EMP!$AQ$51:$AQ$90,CB339,EMP!$BJ$51:$BJ$90)","v":1265.3626074583512}]
[339,"2009-12-05",6,"Saturday",1145,1089,1087,1099,1125,1086,1049,1070,1076,1107,1126,1123,1114,1110,1055,1079,1091,1224,1385,1387,1379,1270,1232,1177,27685,1344.3027802130989,"s3","d1","s3d1",null,null,null,null,null,null,null,null,null,null,null,null,null,null,null,null,null,null,null,null,null,null,null,null,null,null,null,null,null,null,null,null,null,null,null,null,null,null,null,null,null,null,15,2,338,{"$f":"OFFSET(EMP!$D$1,IF($CA$1,BX340,366-BX340),BY340)","v":1045},{"$f":"IF(BZ340=SUMIF(EMP!$AQ$51:$AQ$90,CB339,EMP!$BK$51:$BK$90),CB339+1,CB339)","v":2},1307,{"$f":"SUMIF(EMP!$AQ$51:$AQ$90,CB340,EMP!$BJ$51:$BJ$90)","v":1265.3626074583512}]
[340,"2009-12-06",7,"Sunday",1145,1126,1105,1111,1111,1093,1025,1054,1043,1007,1013,1033,1052,1073,1090,1098,1090,1211,1355,1320,1354,1345,1250,1150,27254,1345.372502191789,"s3","d1","s3d1",null,null,null,null,null,null,null,null,null,null,null,null,null,null,null,null,null,null,null,null,null,null,null,null,null,null,null,null,null,null,null,null,null,null,null,null,null,null,null,null,null,null,15,3,339,{"$f":"OFFSET(EMP!$D$1,IF($CA$1,BX341,366-BX341),BY341)","v":1032},{"$f":"IF(BZ341=SUMIF(EMP!$AQ$51:$AQ$90,CB340,EMP!$BK$51:$BK$90),CB340+1,CB340)","v":2},1307,{"$f":"SUMIF(EMP!$AQ$51:$AQ$90,CB341,EMP!$BJ$51:$BJ$90)","v":1265.3626074583512}]
[341,"2009-12-07",1,"Monday",1120,1111,1103,1096,1121,1131,1114,1150,1194,1224,1251,1246.3,1236,1215,1259,1246,1219,1309,1417,1415,1407,1344,1272,1223,29423.3,1352.5352519726102,"s3","d1","s3d1",null,null,null,null,null,null,null,null,null,null,null,null,null,null,null,null,null,null,null,null,null,null,null,null,null,null,null,null,null,null,null,null,null,null,null,null,null,null,null,null,null,null,15,4,340,{"$f":"OFFSET(EMP!$D$1,IF($CA$1,BX342,366-BX342),BY342)","v":1050},{"$f":"IF(BZ342=SUMIF(EMP!$AQ$51:$AQ$90,CB341,EMP!$BK$51:$BK$90),CB341+1,CB341)","v":2},1307,{"$f":"SUMIF(EMP!$AQ$51:$AQ$90,CB342,EMP!$BJ$51:$BJ$90)","v":1265.3626074583512}]
[342,"2009-12-08",2,"Tuesday",1199,1171,1160,1155,1207,1191,1108,1145,1193,1198,1221,1224,1224,1248,1224,1249,1226,1307,1393.2,1409.7,1397.8,1368.7,1311.5,1257.0999999999999,29788,1356.6017267753491,"s3","d1","s3d1",null,null,null,null,null,null,null,null,null,null,null,null,null,null,null,null,null,null,null,null,null,null,null,null,null,null,null,null,null,null,null,null,null,null,null,null,null,null,null,null,null,null,15,5,341,{"$f":"OFFSET(EMP!$D$1,IF($CA$1,BX343,366-BX343),BY343)","v":1048},{"$f":"IF(BZ343=SUMIF(EMP!$AQ$51:$AQ$90,CB342,EMP!$BK$51:$BK$90),CB342+1,CB342)","v":2},1307,{"$f":"SUMIF(EMP!$AQ$51:$AQ$90,CB343,EMP!$BJ$51:$BJ$90)","v":1265.3626074583512}]
[343,"2009-12-09",3,"Wednesday",1217.5999999999999,1184.5999999999999,1089.5,1136,1160,1226,1157,1156,1181,1165,1167,1163,1202,1222,1223,1220,1116,1163.4000000000001,1282.3,1318,1220,1197,1146,1093,28405.4,1349.1715540978144,"s3","d1","s3d1",null,null,null,null,null,null,null,null,null,null,null,null,null,null,null,null,null,null,null,null,null,null,null,null,null,null,null,null,null,null,null,null,null,null,null,null,null,null,null,null,null,null,15,6,342,{"$f":"OFFSET(EMP!$D$1,IF($CA$1,BX344,366-BX344),BY344)","v":1104},{"$f":"IF(BZ344=SUMIF(EMP!$AQ$51:$AQ$90,CB343,EMP!$BK$51:$BK$90),CB343+1,CB343)","v":2},1307,{"$f":"SUMIF(EMP!$AQ$51:$AQ$90,CB344,EMP!$BJ$51:$BJ$90)","v":1265.3626074583512}]
[344,"2009-12-10",4,"Thursday",1082,1061,1063,1052,1102,1184,1091,1107,1053,1183,1181,1201,1218,1217,1233,1254,1225,1338,1395,1405,1389,1370,1287,1220,28911,1353.754398688033,"s3","d1","s3d1",null,null,null,null,null,null,null,null,null,null,null,null,null,null,null,null,null,null,null,null,null,null,null,null,null,null,null,null,null,null,null,null,null,null,null,null,null,null,null,null,null,null,15,7,343,{"$f":"OFFSET(EMP!$D$1,IF($CA$1,BX345,366-BX345),BY345)","v":1058},{"$f":"IF(BZ345=SUMIF(EMP!$AQ$51:$AQ$90,CB344,EMP!$BK$51:$BK$90),CB344+1,CB344)","v":2},1307,{"$f":"SUMIF(EMP!$AQ$51:$AQ$90,CB345,EMP!$BJ$51:$BJ$90)","v":1265.3626074583512}]
[345,"2009-12-11",5,"Friday",1181,1164,1137,1137,1183,1194,1109,1179,1214,1208,1210,1200,1146,1131,1170,1210,1191,1163,1315,1379,1383,1351,1229,1235,29019,1349.8789588192296,"s3","d1","s3d1",null,null,null,null,null,null,null,null,null,null,null,null,null,null,null,null,null,null,null,null,null,null,null,null,null,null,null,null,null,null,null,null,null,null,null,null,null,null,null,null,null,null,15,8,344,{"$f":"OFFSET(EMP!$D$1,IF($CA$1,BX346,366-BX346),BY346)","v":1100},{"$f":"IF(BZ346=SUMIF(EMP!$AQ$51:$AQ$90,CB345,EMP!$BK$51:$BK$90),CB345+1,CB345)","v":2},1307,{"$f":"SUMIF(EMP!$AQ$51:$AQ$90,CB346,EMP!$BJ$51:$BJ$90)","v":1265.3626074583512}]
[346,"2009-12-12",6,"Saturday",1171,1127,1149,1142,1183,1154,1028,1023,1025,1043,1052,1010,1108,1060,1112,1095,1107,1195.9000000000001,1252,1314,1295,1259,1171,1122,27197.9,1340.0910629373068,"s3","d1","s3d1",null,null,null,null,null,null,null,null,null,null,null,null,null,null,null,null,null,null,null,null,null,null,null,null,null,null,null,null,null,null,null,null,null,null,null,null,null,null,null,null,null,null,15,{"$f":"BY323","v":9},345,{"$f":"OFFSET(EMP!$D$1,IF($CA$1,BX347,366-BX347),BY347)","v":1110},{"$f":"IF(BZ347=SUMIF(EMP!$AQ$51:$AQ$90,CB346,EMP!$BK$51:$BK$90),CB346+1,CB346)","v":2},1307,{"$f":"SUMIF(EMP!$AQ$51:$AQ$90,CB347,EMP!$BJ$51:$BJ$90)","v":1265.3626074583512}]
[347,"2009-12-13",7,"Sunday",1087,1062,1080,1048,1073,969,1014,1009,999,985,965,981,1009,1036,1037,1031,1032,1152,1308,1323,1293,1249,1165,1122,26029,1336.8819566435761,"s3","d1","s3d1",null,null,null,null,null,null,null,null,null,null,null,null,null,null,null,null,null,null,null,null,null,null,null,null,null,null,null,null,null,null,null,null,null,null,null,null,null,null,null,null,null,null,15,10,346,{"$f":"OFFSET(EMP!$D$1,IF($CA$1,BX348,366-BX348),BY348)","v":1013},{"$f":"IF(BZ348=SUMIF(EMP!$AQ$51:$AQ$90,CB347,EMP!$BK$51:$BK$90),CB347+1,CB347)","v":2},1307,{"$f":"SUMIF(EMP!$AQ$51:$AQ$90,CB348,EMP!$BJ$51:$BJ$90)","v":1265.3626074583512}]
[348,"2009-12-14",1,"Monday",1086,1065,1052,1034,1090,1147,1090,1134,1207,1224,1226,1228,1245,1231,1244,1270,1254,1270,1400,1439,1398,1305,1264,1165,29068,1343.1937609792185,"s3","d1","s3d1",null,null,null,null,null,null,null,null,null,null,null,null,null,null,null,null,null,null,null,null,null,null,null,null,null,null,null,null,null,null,null,null,null,null,null,null,null,null,null,null,null,null,15,11,347,{"$f":"OFFSET(EMP!$D$1,IF($CA$1,BX349,366-BX349),BY349)","v":1021},{"$f":"IF(BZ349=SUMIF(EMP!$AQ$51:$AQ$90,CB348,EMP!$BK$51:$BK$90),CB348+1,CB348)","v":2},1306,{"$f":"SUMIF(EMP!$AQ$51:$AQ$90,CB349,EMP!$BJ$51:$BJ$90)","v":1265.3626074583512}]
[349,"2009-12-15",2,"Tuesday",1169,1145,1118,1103,1141,1196,1107,1158,1186,1212,1227,1213.5999999999999,1215.4000000000001,1230.0999999999999,1247.5999999999999,1255.3,1218,1346,1359,1390,1355,1371,1263,1227,29452.999999999996,1344.7743848812968,"s3","d1","s3d1",null,null,null,null,null,null,null,null,null,null,null,null,null,null,null,null,null,null,null,null,null,null,null,null,null,null,null,null,null,null,null,null,null,null,null,null,null,null,null,null,null,null,15,12,348,{"$f":"OFFSET(EMP!$D$1,IF($CA$1,BX350,366-BX350),BY350)","v":1028},{"$f":"IF(BZ350=SUMIF(EMP!$AQ$51:$AQ$90,CB349,EMP!$BK$51:$BK$90),CB349+1,CB349)","v":2},1306,{"$f":"SUMIF(EMP!$AQ$51:$AQ$90,CB350,EMP!$BJ$51:$BJ$90)","v":1265.3626074583512}]
[350,"2009-12-16",3,"Wednesday",1196,1184,1164,1161,1196,1244,1142,1201,1224,1256,1257.0999999999999,1262.0999999999999,1242.9000000000001,1276.5999999999999,1242.3,1251.8,1265.4000000000001,1303.5999999999999,1475,1474,1424,1411,1307,1240,30400.799999999999,1357.7969463931672,"s3","d1","s3d1",null,null,null,null,null,null,null,null,null,null,null,null,null,null,null,null,null,null,null,null,null,null,null,null,null,null,null,null,null,null,null,null,null,null,null,null,null,null,null,null,null,null,15,13,349,{"$f":"OFFSET(EMP!$D$1,IF($CA$1,BX351,366-BX351),BY351)","v":1040},{"$f":"IF(BZ351=SUMIF(EMP!$AQ$51:$AQ$90,CB350,EMP!$BK$51:$BK$90),CB350+1,CB350)","v":2},1306,{"$f":"SUMIF(EMP!$AQ$51:$AQ$90,CB351,EMP!$BJ$51:$BJ$90)","v":1265.3626074583512}]
[351,"2009-12-17",4,"Thursday",1173,1153,1138,1134,1161,1183,1142,1192,1222,1249.5999999999999,1258.4000000000001,1267.4000000000001,1212.5999999999999,1225.9000000000001,1231.8,1244.9000000000001,1229.8,1293,1284,1355,1361,1368,1309,1234,29622.400000000001,1350.4172517538507,"s3","d1","s3d1",null,null,null,null,null,null,null,null,null,null,null,null,null,null,null,null,null,null,null,null,null,null,null,null,null,null,null,null,null,null,null,null,null,null,null,null,null,null,null,null,null,null,15,14,350,{"$f":"OFFSET(EMP!$D$1,IF($CA$1,BX352,366-BX352),BY352)","v":1075},{"$f":"IF(BZ352=SUMIF(EMP!$AQ$51:$AQ$90,CB351,EMP!$BK$51:$BK$90),CB351+1,CB351)","v":2},1306,{"$f":"SUMIF(EMP!$AQ$51:$AQ$90,CB352,EMP!$BJ$51:$BJ$90)","v":1265.3626074583512}]
[352,"2009-12-18",5,"Friday",1151,1185,1161,1150,1159,1191,1164,1235,1240,1237,1208,1260,1209,1232,1265,1236,1235,1304.0999999999999,1387,1365.8,1374.3,1373.9,1299.8,1256,29878.899999999998,1354.0755265784658,"s3","d1","s3d1",null,null,null,null,null,null,null,null,null,null,null,null,null,null,null,null,null,null,null,null,null,null,null,null,null,null,null,null,null,null,null,null,null,null,null,null,null,null,null,null,null,null,15,15,351,{"$f":"OFFSET(EMP!$D$1,IF($CA$1,BX353,366-BX353),BY353)","v":1091},{"$f":"IF(BZ353=SUMIF(EMP!$AQ$51:$AQ$90,CB352,EMP!$BK$51:$BK$90),CB352+1,CB352)","v":2},1306,{"$f":"SUMIF(EMP!$AQ$51:$AQ$90,CB353,EMP!$BJ$51:$BJ$90)","v":1265.3626074583512}]
[353,"2009-12-19",6,"Saturday",1184,1201,1156,1148,1154,1155,1085,1087,1082,1072,1014,1015,1002,1041,1046,1070,1140,1223.0999999999999,1324.9,1311.2,1374.9,1361.2,1279,1249,27775.300000000003,1351.1579739206193,"s3","d1","s3d1",null,null,null,null,null,null,null,null,null,null,null,null,null,null,null,null,null,null,null,null,null,null,null,null,null,null,null,null,null,null,null,null,null,null,null,null,null,null,null,null,null,null,15,16,352,{"$f":"OFFSET(EMP!$D$1,IF($CA$1,BX354,366-BX354),BY354)","v":1125},{"$f":"IF(BZ354=SUMIF(EMP!$AQ$51:$AQ$90,CB353,EMP!$BK$51:$BK$90),CB353+1,CB353)","v":2},1305.5999999999999,{"$f":"SUMIF(EMP!$AQ$51:$AQ$90,CB354,EMP!$BJ$51:$BJ$90)","v":1265.3626074583512}]
[354,"2009-12-20",7,"Sunday",1199,1145,1140,1152,1144,1142,1065,1066,1054,1020,1003,1049,1060,1075,1106,1085,1064,1136,1310,1321,1332,1316,1242,1204,27430,1347.0421765285573,"s3","d1","s3d1",null,null,null,null,null,null,null,null,null,null,null,null,null,null,null,null,null,null,null,null,null,null,null,null,null,null,null,null,null,null,null,null,null,null,null,null,null,null,null,null,null,null,15,17,353,{"$f":"OFFSET(EMP!$D$1,IF($CA$1,BX355,366-BX355),BY355)","v":1095},{"$f":"IF(BZ355=SUMIF(EMP!$AQ$51:$AQ$90,CB354,EMP!$BK$51:$BK$90),CB354+1,CB354)","v":2},1305.3,{"$f":"SUMIF(EMP!$AQ$51:$AQ$90,CB355,EMP!$BJ$51:$BJ$90)","v":1265.3626074583512}]
[355,"2009-12-21",1,"Monday",1156,1137,1118,1101,1127,1126,1111,1150,1224,1264,1293.7,1275.8,1232.7,1248.9000000000001,1227,1288.5999999999999,1221.5,1230.0999999999999,1400.7,1372.8,1382.2,1333,1259,1086,29366,1352.4079588757015,"s3","d1","s3d1",null,null,null,null,null,null,null,null,null,null,null,null,null,null,null,null,null,null,null,null,null,null,null,null,null,null,null,null,null,null,null,null,null,null,null,null,null,null,null,null,null,null,15,18,354,{"$f":"OFFSET(EMP!$D$1,IF($CA$1,BX356,366-BX356),BY356)","v":1132},{"$f":"IF(BZ356=SUMIF(EMP!$AQ$51:$AQ$90,CB355,EMP!$BK$51:$BK$90),CB355+1,CB355)","v":2},1305,{"$f":"SUMIF(EMP!$AQ$51:$AQ$90,CB356,EMP!$BJ$51:$BJ$90)","v":1265.3626074583512}]
[356,"2009-12-22",2,"Tuesday",1154,1122,1101,1095,1159,1167,1060,1127,1193,1241,1219,1253,1202,1214,1198,1190,1125,1216.7,1347,1363.1,1376.2,1347,1307,1241,29018,1351.8671629881314,"s3","d1","s3d1",null,null,null,null,null,null,null,null,null,null,null,null,null,null,null,null,null,null,null,null,null,null,null,null,null,null,null,null,null,null,null,null,null,null,null,null,null,null,null,null,null,null,15,19,355,{"$f":"OFFSET(EMP!$D$1,IF($CA$1,BX357,366-BX357),BY357)","v":1306},{"$f":"IF(BZ357=SUMIF(EMP!$AQ$51:$AQ$90,CB356,EMP!$BK$51:$BK$90),CB356+1,CB356)","v":2},1305,{"$f":"SUMIF(EMP!$AQ$51:$AQ$90,CB357,EMP!$BJ$51:$BJ$90)","v":1265.3626074583512}]
[357,"2009-12-23",3,"Wednesday",1190,1197,1169,1116,1030,1134,1059,1172,1200,1243,1232,1203,1200,1124,1167,1121,1191,1207.2,1360.4,1376.2,1352.2,1347.4,1292,1146,28829.400000000005,1352.7204466893184,"s3","d1","s3d1",null,null,null,null,null,null,null,null,null,null,null,null,null,null,null,null,null,null,null,null,null,null,null,null,null,null,null,null,null,null,null,null,null,null,null,null,null,null,null,null,null,null,15,20,356,{"$f":"OFFSET(EMP!$D$1,IF($CA$1,BX358,366-BX358),BY358)","v":1327},{"$f":"IF(BZ358=SUMIF(EMP!$AQ$51:$AQ$90,CB357,EMP!$BK$51:$BK$90),CB357+1,CB357)","v":2},1305,{"$f":"SUMIF(EMP!$AQ$51:$AQ$90,CB358,EMP!$BJ$51:$BJ$90)","v":1265.3626074583512}]
[358,"2009-12-24",4,"Thursday",1204,1180,1147,1138,1157,1189,1080,1125,1164,1203,1270,1227,1210,1195,1197,1166,1144,1184,1343,1339,1332,1338,1287,1214,29033,1351.7484020203865,"s3","d1","s3d1",null,null,null,null,null,null,null,null,null,null,null,null,null,null,null,null,null,null,null,null,null,null,null,null,null,null,null,null,null,null,null,null,null,null,null,null,null,null,null,null,null,null,15,21,357,{"$f":"OFFSET(EMP!$D$1,IF($CA$1,BX359,366-BX359),BY359)","v":1327},{"$f":"IF(BZ359=SUMIF(EMP!$AQ$51:$AQ$90,CB358,EMP!$BK$51:$BK$90),CB358+1,CB358)","v":2},1305,{"$f":"SUMIF(EMP!$AQ$51:$AQ$90,CB359,EMP!$BJ$51:$BJ$90)","v":1265.3626074583512}]
[359,"2009-12-25",5,"Friday",1190,1160,1140,1132,1142,1150,1030,1036,1034,1028,1030,1066,1054,1074,1057,1063,1076,1156,1275,1320,1321,1300,1230,1145,27209,1344.0735618183478,"s3","d1","s3d1",null,null,null,null,null,null,null,null,null,null,null,null,null,null,null,null,null,null,null,null,null,null,null,null,null,null,null,null,null,null,null,null,null,null,null,null,null,null,null,null,null,null,15,22,358,{"$f":"OFFSET(EMP!$D$1,IF($CA$1,BX360,366-BX360),BY360)","v":1292},{"$f":"IF(BZ360=SUMIF(EMP!$AQ$51:$AQ$90,CB359,EMP!$BK$51:$BK$90),CB359+1,CB359)","v":2},1305,{"$f":"SUMIF(EMP!$AQ$51:$AQ$90,CB360,EMP!$BJ$51:$BJ$90)","v":1265.3626074583512}]
[360,"2009-12-26",6,"Saturday",944,1005,1025,1009,1025,1037,992,976,995,1015,1060,1064,1085,1082,1084,1066,1071,1151,1307,1332,1329,1313,1227,1167,26361,1340.3662056365131,"s3","d1","s3d1",null,null,null,null,null,null,null,null,null,null,null,null,null,null,null,null,null,null,null,null,null,null,null,null,null,null,null,null,null,null,null,null,null,null,null,null,null,null,null,null,null,null,15,23,359,{"$f":"OFFSET(EMP!$D$1,IF($CA$1,BX361,366-BX361),BY361)","v":1200},{"$f":"IF(BZ361=SUMIF(EMP!$AQ$51:$AQ$90,CB360,EMP!$BK$51:$BK$90),CB360+1,CB360)","v":2},1304.0999999999999,{"$f":"SUMIF(EMP!$AQ$51:$AQ$90,CB361,EMP!$BJ$51:$BJ$90)","v":1265.3626074583512}]
[361,"2009-12-27",7,"Sunday",1141,1114,1101,1078,1069,1081,1028,1036,1030,995,877,984,1017,1068,1065,1050,1066,1140,1312,1355,1339,1312,1246,1157,26661,1337.5295850728619,"s3","d1","s3d1",null,null,null,null,null,null,null,null,null,null,null,null,null,null,null,null,null,null,null,null,null,null,null,null,null,null,null,null,null,null,null,null,null,null,null,null,null,null,null,null,null,null,15,24,360,{"$f":"OFFSET(EMP!$D$1,IF($CA$1,BX362,366-BX362),BY362)","v":1152},{"$f":"IF(BZ362=SUMIF(EMP!$AQ$51:$AQ$90,CB361,EMP!$BK$51:$BK$90),CB361+1,CB361)","v":2},1304,{"$f":"SUMIF(EMP!$AQ$51:$AQ$90,CB362,EMP!$BJ$51:$BJ$90)","v":1265.3626074583512}]
[362,"2009-12-28",1,"Monday",1138,1104,1096,1087,1090,1079,996,1022,1067,1090,1072,1099,1087,1134,1029,1117,1123,1144,1346.9,1351.2,1358.4,1315.5,1260,1198,27404.000000000004,1338.4666265655758,"s3","d1","s3d1",null,null,null,null,null,null,null,null,null,null,null,null,null,null,null,null,null,null,null,null,null,null,null,null,null,null,null,null,null,null,null,null,null,null,null,null,null,null,null,null,null,null,16,1,361,{"$f":"OFFSET(EMP!$D$1,IF($CA$1,BX363,366-BX363),BY363)","v":1075},{"$f":"IF(BZ363=SUMIF(EMP!$AQ$51:$AQ$90,CB362,EMP!$BK$51:$BK$90),CB362+1,CB362)","v":2},1304,{"$f":"SUMIF(EMP!$AQ$51:$AQ$90,CB363,EMP!$BJ$51:$BJ$90)","v":1265.3626074583512}]
[363,"2009-12-29",2,"Tuesday",1160,1142,1126,1030,1027,1026,1030,1099,1156,1172,1188,1200,1202,1208,1201,1191,1166,1242,1390,1352,1389,1339,1259,1188,28483,1343.6199639090182,"s3","d1","s3d1",null,null,null,null,null,null,null,null,null,null,null,null,null,null,null,null,null,null,null,null,null,null,null,null,null,null,null,null,null,null,null,null,null,null,null,null,null,null,null,null,null,null,16,2,362,{"$f":"OFFSET(EMP!$D$1,IF($CA$1,BX364,366-BX364),BY364)","v":1042},{"$f":"IF(BZ364=SUMIF(EMP!$AQ$51:$AQ$90,CB363,EMP!$BK$51:$BK$90),CB363+1,CB363)","v":2},1304,{"$f":"SUMIF(EMP!$AQ$51:$AQ$90,CB364,EMP!$BJ$51:$BJ$90)","v":1265.3626074583512}]
[364,"2009-12-30",3,"Wednesday",1165,1127,1006,1002,1068,1062,986,1064,1087,1125,1155,1139,1163,1199,1191,1198,1175,1216,1404.1,1333.4,1347.8,1314,1278,1201,28006.3,1349.6679675181165,"s3","d1","s3d1",null,null,null,null,null,null,null,null,null,null,null,null,null,null,null,null,null,null,null,null,null,null,null,null,null,null,null,null,null,null,null,null,null,null,null,null,null,null,null,null,null,null,16,3,363,{"$f":"OFFSET(EMP!$D$1,IF($CA$1,BX365,366-BX365),BY365)","v":1021},{"$f":"IF(BZ365=SUMIF(EMP!$AQ$51:$AQ$90,CB364,EMP!$BK$51:$BK$90),CB364+1,CB364)","v":2},1304,{"$f":"SUMIF(EMP!$AQ$51:$AQ$90,CB365,EMP!$BJ$51:$BJ$90)","v":1265.3626074583512}]
[365,"2009-12-31",4,"Thursday",1181,1132,1118,1120,1133,1148,1095,1114,1155,1203,1210,1209,1191,1160,1154,1123,1123,1197,1312.4,1349.5,1327.2,1263,1176,1143,28337.100000000002,1345.9411707663048,"s3","d1","s3d1",null,null,null,null,null,null,null,null,null,null,null,null,null,null,null,null,null,null,null,null,null,null,null,null,null,null,null,null,null,null,null,null,null,null,null,null,null,null,null,null,null,null,16,4,364,{"$f":"OFFSET(EMP!$D$1,IF($CA$1,BX366,366-BX366),BY366)","v":1037},{"$f":"IF(BZ366=SUMIF(EMP!$AQ$51:$AQ$90,CB365,EMP!$BK$51:$BK$90),CB365+1,CB365)","v":2},1304,{"$f":"SUMIF(EMP!$AQ$51:$AQ$90,CB366,EMP!$BJ$51:$BJ$90)","v":1265.3626074583512}]
[366,"2010-01-01",5,"Friday",null,null,null,null,null,null,null,null,null,null,null,null,null,null,null,null,null,null,null,null,null,null,null,null,null,null,null,null,null,null,null,null,null,null,null,null,null,null,null,null,null,null,null,null,null,null,null,null,null,null,null,null,null,null,null,null,null,null,null,null,null,null,null,null,null,null,null,null,null,null,null,16,5,365,{"$f":"OFFSET(EMP!$D$1,IF($CA$1,BX367,366-BX367),BY367)","v":1059},{"$f":"IF(BZ367=SUMIF(EMP!$AQ$51:$AQ$90,CB366,EMP!$BK$51:$BK$90),CB366+1,CB366)","v":2},1304,{"$f":"SUMIF(EMP!$AQ$51:$AQ$90,CB367,EMP!$BJ$51:$BJ$90)","v":1265.3626074583512}]
[null,null,null,null,null,null,null,null,null,null,null,null,null,null,null,null,null,null,null,null,null,null,null,null,null,null,null,null,null,null,null,null,null,null,null,null,null,null,null,null,null,null,null,null,null,null,null,null,null,null,null,null,null,null,null,null,null,null,null,null,null,null,null,null,null,null,null,null,null,null,null,null,null,null,null,16,6,366,{"$f":"OFFSET(EMP!$D$1,IF($CA$1,BX368,366-BX368),BY368)","v":1142},{"$f":"IF(BZ368=SUMIF(EMP!$AQ$51:$AQ$90,CB367,EMP!$BK$51:$BK$90),CB367+1,CB367)","v":2},1304,{"$f":"SUMIF(EMP!$AQ$51:$AQ$90,CB368,EMP!$BJ$51:$BJ$90)","v":1265.3626074583512}]
[null,null,null,null,null,null,null,null,null,null,null,null,null,null,null,null,null,null,null,null,null,null,null,null,null,null,null,null,null,null,null,null,null,null,null,null,null,null,null,null,null,null,null,null,null,null,null,null,null,null,null,null,null,null,null,null,null,null,null,null,null,null,null,null,null,null,null,null,null,null,null,null,null,null,null,16,7,367,{"$f":"OFFSET(EMP!$D$1,IF($CA$1,BX369,366-BX369),BY369)","v":1056},{"$f":"IF(BZ369=SUMIF(EMP!$AQ$51:$AQ$90,CB368,EMP!$BK$51:$BK$90),CB368+1,CB368)","v":2},1303.5999999999999,{"$f":"SUMIF(EMP!$AQ$51:$AQ$90,CB369,EMP!$BJ$51:$BJ$90)","v":1265.3626074583512}]
[null,null,null,null,null,null,null,null,null,null,null,null,null,null,null,null,null,null,null,null,null,null,null,null,null,null,null,null,null,null,null,null,null,null,null,null,null,null,null,null,null,null,null,null,null,null,null,null,null,null,null,null,null,null,null,null,null,null,null,null,null,null,null,null,null,null,null,null,null,null,null,null,null,null,null,16,8,368,{"$f":"OFFSET(EMP!$D$1,IF($CA$1,BX370,366-BX370),BY370)","v":1111},{"$f":"IF(BZ370=SUMIF(EMP!$AQ$51:$AQ$90,CB369,EMP!$BK$51:$BK$90),CB369+1,CB369)","v":2},1303.0999999999999,{"$f":"SUMIF(EMP!$AQ$51:$AQ$90,CB370,EMP!$BJ$51:$BJ$90)","v":1265.3626074583512}]
[null,null,null,null,null,null,null,null,null,null,null,null,null,null,null,null,null,null,null,null,null,null,null,null,null,null,null,null,null,null,null,null,null,null,null,null,null,null,null,null,null,null,null,null,null,null,null,null,null,null,null,null,null,null,null,null,null,null,null,null,null,null,null,null,null,null,null,null,null,null,null,null,null,null,null,16,9,369,{"$f":"OFFSET(EMP!$D$1,IF($CA$1,BX371,366-BX371),BY371)","v":1109},{"$f":"IF(BZ371=SUMIF(EMP!$AQ$51:$AQ$90,CB370,EMP!$BK$51:$BK$90),CB370+1,CB370)","v":2},1303,{"$f":"SUMIF(EMP!$AQ$51:$AQ$90,CB371,EMP!$BJ$51:$BJ$90)","v":1265.3626074583512}]
[null,null,null,null,null,null,null,null,null,null,null,null,null,null,null,null,null,null,null,null,null,null,null,null,null,null,null,null,null,null,null,null,null,null,null,null,null,null,null,null,null,null,null,null,null,null,null,null,null,null,null,null,null,null,null,null,null,null,null,null,null,null,null,null,null,null,null,null,null,null,null,null,null,null,null,16,10,370,{"$f":"OFFSET(EMP!$D$1,IF($CA$1,BX372,366-BX372),BY372)","v":1131},{"$f":"IF(BZ372=SUMIF(EMP!$AQ$51:$AQ$90,CB371,EMP!$BK$51:$BK$90),CB371+1,CB371)","v":2},1303,{"$f":"SUMIF(EMP!$AQ$51:$AQ$90,CB372,EMP!$BJ$51:$BJ$90)","v":1265.3626074583512}]
[null,null,null,null,null,null,null,null,null,null,null,null,null,null,null,null,null,null,null,null,null,null,null,null,null,null,null,null,null,null,null,null,null,null,null,null,null,null,null,null,null,null,null,null,null,null,null,null,null,null,null,null,null,null,null,null,null,null,null,null,null,null,null,null,null,null,null,null,null,null,null,null,null,null,null,16,11,371,{"$f":"OFFSET(EMP!$D$1,IF($CA$1,BX373,366-BX373),BY373)","v":1147},{"$f":"IF(BZ373=SUMIF(EMP!$AQ$51:$AQ$90,CB372,EMP!$BK$51:$BK$90),CB372+1,CB372)","v":2},1303,{"$f":"SUMIF(EMP!$AQ$51:$AQ$90,CB373,EMP!$BJ$51:$BJ$90)","v":1265.3626074583512}]
[null,null,null,null,null,null,null,null,null,null,null,null,null,null,null,null,null,null,null,null,null,null,null,null,null,null,null,null,null,null,null,null,null,null,null,null,null,null,null,null,null,null,null,null,null,null,null,null,null,null,null,null,null,null,null,null,null,null,null,null,null,null,null,null,null,null,null,null,null,null,null,null,null,null,null,16,12,372,{"$f":"OFFSET(EMP!$D$1,IF($CA$1,BX374,366-BX374),BY374)","v":1143},{"$f":"IF(BZ374=SUMIF(EMP!$AQ$51:$AQ$90,CB373,EMP!$BK$51:$BK$90),CB373+1,CB373)","v":2},1303,{"$f":"SUMIF(EMP!$AQ$51:$AQ$90,CB374,EMP!$BJ$51:$BJ$90)","v":1265.3626074583512}]
[null,null,null,null,null,null,null,null,null,null,null,null,null,null,null,null,null,null,null,null,null,null,null,null,null,null,null,null,null,null,null,null,null,null,null,null,null,null,null,null,null,null,null,null,null,null,null,null,null,null,null,null,null,null,null,null,null,null,null,null,null,null,null,null,null,null,null,null,null,null,null,null,null,null,null,16,13,373,{"$f":"OFFSET(EMP!$D$1,IF($CA$1,BX375,366-BX375),BY375)","v":1135},{"$f":"IF(BZ375=SUMIF(EMP!$AQ$51:$AQ$90,CB374,EMP!$BK$51:$BK$90),CB374+1,CB374)","v":2},1303,{"$f":"SUMIF(EMP!$AQ$51:$AQ$90,CB375,EMP!$BJ$51:$BJ$90)","v":1265.3626074583512}]
[null,null,null,null,null,null,null,null,null,null,null,null,null,null,null,null,null,null,null,null,null,null,null,null,null,null,null,null,null,null,null,null,null,null,null,null,null,null,null,null,null,null,null,null,null,null,null,null,null,null,null,null,null,null,null,null,null,null,null,null,null,null,null,null,null,null,null,null,null,null,null,null,null,null,null,16,14,374,{"$f":"OFFSET(EMP!$D$1,IF($CA$1,BX376,366-BX376),BY376)","v":1156},{"$f":"IF(BZ376=SUMIF(EMP!$AQ$51:$AQ$90,CB375,EMP!$BK$51:$BK$90),CB375+1,CB375)","v":2},1303,{"$f":"SUMIF(EMP!$AQ$51:$AQ$90,CB376,EMP!$BJ$51:$BJ$90)","v":1265.3626074583512}]
[null,null,null,null,null,null,null,null,null,null,null,null,null,null,null,null,null,null,null,null,null,null,null,null,null,null,null,null,null,null,null,null,null,null,null,null,null,null,null,null,null,null,null,null,null,null,null,null,null,null,null,null,null,null,null,null,null,null,null,null,null,null,null,null,null,null,null,null,null,null,null,null,null,null,null,16,15,375,{"$f":"OFFSET(EMP!$D$1,IF($CA$1,BX377,366-BX377),BY377)","v":1159},{"$f":"IF(BZ377=SUMIF(EMP!$AQ$51:$AQ$90,CB376,EMP!$BK$51:$BK$90),CB376+1,CB376)","v":2},1303,{"$f":"SUMIF(EMP!$AQ$51:$AQ$90,CB377,EMP!$BJ$51:$BJ$90)","v":1265.3626074583512}]
[null,null,null,null,null,null,null,null,null,null,null,null,null,null,null,null,null,null,null,null,null,null,null,null,null,null,null,null,null,null,null,null,null,null,null,null,null,null,null,null,null,null,null,null,null,null,null,null,null,null,null,null,null,null,null,null,null,null,null,null,null,null,null,null,null,null,null,null,null,null,null,null,null,null,null,16,16,376,{"$f":"OFFSET(EMP!$D$1,IF($CA$1,BX378,366-BX378),BY378)","v":1174},{"$f":"IF(BZ378=SUMIF(EMP!$AQ$51:$AQ$90,CB377,EMP!$BK$51:$BK$90),CB377+1,CB377)","v":2},1303,{"$f":"SUMIF(EMP!$AQ$51:$AQ$90,CB378,EMP!$BJ$51:$BJ$90)","v":1265.3626074583512}]
[null,null,null,null,null,null,null,null,null,null,null,null,null,null,null,null,null,null,null,null,null,null,null,null,null,null,null,null,null,null,null,null,null,null,null,null,null,null,null,null,null,null,null,null,null,null,null,null,null,null,null,null,null,null,null,null,null,null,null,null,null,null,null,null,null,null,null,null,null,null,null,null,null,null,null,16,17,377,{"$f":"OFFSET(EMP!$D$1,IF($CA$1,BX379,366-BX379),BY379)","v":1099},{"$f":"IF(BZ379=SUMIF(EMP!$AQ$51:$AQ$90,CB378,EMP!$BK$51:$BK$90),CB378+1,CB378)","v":2},1302,{"$f":"SUMIF(EMP!$AQ$51:$AQ$90,CB379,EMP!$BJ$51:$BJ$90)","v":1265.3626074583512}]
[null,null,null,null,null,null,null,null,null,null,null,null,null,null,null,null,null,null,null,null,null,null,null,null,null,null,null,null,null,null,null,null,null,null,null,null,null,null,null,null,null,null,null,null,null,null,null,null,null,null,null,null,null,null,null,null,null,null,null,null,null,null,null,null,null,null,null,null,null,null,null,null,null,null,null,16,18,378,{"$f":"OFFSET(EMP!$D$1,IF($CA$1,BX380,366-BX380),BY380)","v":1150},{"$f":"IF(BZ380=SUMIF(EMP!$AQ$51:$AQ$90,CB379,EMP!$BK$51:$BK$90),CB379+1,CB379)","v":2},1302,{"$f":"SUMIF(EMP!$AQ$51:$AQ$90,CB380,EMP!$BJ$51:$BJ$90)","v":1265.3626074583512}]
[null,null,null,null,null,null,null,null,null,null,null,null,null,null,null,null,null,null,null,null,null,null,null,null,null,null,null,null,null,null,null,null,null,null,null,null,null,null,null,null,null,null,null,null,null,null,null,null,null,null,null,null,null,null,null,null,null,null,null,null,null,null,null,null,null,null,null,null,null,null,null,null,null,null,null,16,19,379,{"$f":"OFFSET(EMP!$D$1,IF($CA$1,BX381,366-BX381),BY381)","v":1323},{"$f":"IF(BZ381=SUMIF(EMP!$AQ$51:$AQ$90,CB380,EMP!$BK$51:$BK$90),CB380+1,CB380)","v":2},1302,{"$f":"SUMIF(EMP!$AQ$51:$AQ$90,CB381,EMP!$BJ$51:$BJ$90)","v":1265.3626074583512}]
[null,null,null,null,null,null,null,null,null,null,null,null,null,null,null,null,null,null,null,null,null,null,null,null,null,null,null,null,null,null,null,null,null,null,null,null,null,null,null,null,null,null,null,null,null,null,null,null,null,null,null,null,null,null,null,null,null,null,null,null,null,null,null,null,null,null,null,null,null,null,null,null,null,null,null,16,20,380,{"$f":"OFFSET(EMP!$D$1,IF($CA$1,BX382,366-BX382),BY382)","v":1332},{"$f":"IF(BZ382=SUMIF(EMP!$AQ$51:$AQ$90,CB381,EMP!$BK$51:$BK$90),CB381+1,CB381)","v":2},1302,{"$f":"SUMIF(EMP!$AQ$51:$AQ$90,CB382,EMP!$BJ$51:$BJ$90)","v":1265.3626074583512}]
[null,null,null,null,null,null,null,null,null,null,null,null,null,null,null,null,null,null,null,null,null,null,null,null,null,null,null,null,null,null,null,null,null,null,null,null,null,null,null,null,null,null,null,null,null,null,null,null,null,null,null,null,null,null,null,null,null,null,null,null,null,null,null,null,null,null,null,null,null,null,null,null,null,null,null,16,21,381,{"$f":"OFFSET(EMP!$D$1,IF($CA$1,BX383,366-BX383),BY383)","v":1307},{"$f":"IF(BZ383=SUMIF(EMP!$AQ$51:$AQ$90,CB382,EMP!$BK$51:$BK$90),CB382+1,CB382)","v":2},1302,{"$f":"SUMIF(EMP!$AQ$51:$AQ$90,CB383,EMP!$BJ$51:$BJ$90)","v":1265.3626074583512}]
[null,null,null,null,null,null,null,null,null,null,null,null,null,null,null,null,null,null,null,null,null,null,null,null,null,null,null,null,null,null,null,null,null,null,null,null,null,null,null,null,null,null,null,null,null,null,null,null,null,null,null,null,null,null,null,null,null,null,null,null,null,null,null,null,null,null,null,null,null,null,null,null,null,null,null,16,22,382,{"$f":"OFFSET(EMP!$D$1,IF($CA$1,BX384,366-BX384),BY384)","v":1278},{"$f":"IF(BZ384=SUMIF(EMP!$AQ$51:$AQ$90,CB383,EMP!$BK$51:$BK$90),CB383+1,CB383)","v":2},1301.7,{"$f":"SUMIF(EMP!$AQ$51:$AQ$90,CB384,EMP!$BJ$51:$BJ$90)","v":1265.3626074583512}]
[null,null,null,null,null,null,null,null,null,null,null,null,null,null,null,null,null,null,null,null,null,null,null,null,null,null,null,null,null,null,null,null,null,null,null,null,null,null,null,null,null,null,null,null,null,null,null,null,null,null,null,null,null,null,null,null,null,null,null,null,null,null,null,null,null,null,null,null,null,null,null,null,null,null,null,16,23,383,{"$f":"OFFSET(EMP!$D$1,IF($CA$1,BX385,366-BX385),BY385)","v":1213},{"$f":"IF(BZ385=SUMIF(EMP!$AQ$51:$AQ$90,CB384,EMP!$BK$51:$BK$90),CB384+1,CB384)","v":2},1301.7,{"$f":"SUMIF(EMP!$AQ$51:$AQ$90,CB385,EMP!$BJ$51:$BJ$90)","v":1265.3626074583512}]
[null,null,null,null,null,null,null,null,null,null,null,null,null,null,null,null,null,null,null,null,null,null,null,null,null,null,null,null,null,null,null,null,null,null,null,null,null,null,null,null,null,null,null,null,null,null,null,null,null,null,null,null,null,null,null,null,null,null,null,null,null,null,null,null,null,null,null,null,null,null,null,null,null,null,null,16,24,384,{"$f":"OFFSET(EMP!$D$1,IF($CA$1,BX386,366-BX386),BY386)","v":1156},{"$f":"IF(BZ386=SUMIF(EMP!$AQ$51:$AQ$90,CB385,EMP!$BK$51:$BK$90),CB385+1,CB385)","v":2},1301,{"$f":"SUMIF(EMP!$AQ$51:$AQ$90,CB386,EMP!$BJ$51:$BJ$90)","v":1265.3626074583512}]
[null,null,null,null,null,null,null,null,null,null,null,null,null,null,null,null,null,null,null,null,null,null,null,null,null,null,null,null,null,null,null,null,null,null,null,null,null,null,null,null,null,null,null,null,null,null,null,null,null,null,null,null,null,null,null,null,null,null,null,null,null,null,null,null,null,null,null,null,null,null,null,null,null,null,null,{"$f":"ROUNDDOWN((BZ387-1)/24,0)+1","v":17},1,385,{"$f":"OFFSET(EMP!$D$1,IF($CA$1,BX387,366-BX387),BY387)","v":1117},{"$f":"IF(BZ387=SUMIF(EMP!$AQ$51:$AQ$90,CB386,EMP!$BK$51:$BK$90),CB386+1,CB386)","v":2},1301,{"$f":"SUMIF(EMP!$AQ$51:$AQ$90,CB387,EMP!$BJ$51:$BJ$90)","v":1265.3626074583512}]
[null,null,null,null,null,null,null,null,null,null,null,null,null,null,null,null,null,null,null,null,null,null,null,null,null,null,null,null,null,null,null,null,null,null,null,null,null,null,null,null,null,null,null,null,null,null,null,null,null,null,null,null,null,null,null,null,null,null,null,null,null,null,null,null,null,null,null,null,null,null,null,null,null,null,null,17,2,{"$f":"BZ387+1","v":386},{"$f":"OFFSET(EMP!$D$1,IF($CA$1,BX388,366-BX388),BY388)","v":1084},{"$f":"IF(BZ388=SUMIF(EMP!$AQ$51:$AQ$90,CB387,EMP!$BK$51:$BK$90),CB387+1,CB387)","v":2},1301,{"$f":"SUMIF(EMP!$AQ$51:$AQ$90,CB388,EMP!$BJ$51:$BJ$90)","v":1265.3626074583512}]
[null,null,null,null,null,null,null,null,null,null,null,null,null,null,null,null,null,null,null,null,null,null,null,null,null,null,null,null,null,null,null,null,null,null,null,null,null,null,null,null,null,null,null,null,null,null,null,null,null,null,null,null,null,null,null,null,null,null,null,null,null,null,null,null,null,null,null,null,null,null,null,null,null,null,null,17,3,387,{"$f":"OFFSET(EMP!$D$1,IF($CA$1,BX389,366-BX389),BY389)","v":1053},{"$f":"IF(BZ389=SUMIF(EMP!$AQ$51:$AQ$90,CB388,EMP!$BK$51:$BK$90),CB388+1,CB388)","v":2},1301,{"$f":"SUMIF(EMP!$AQ$51:$AQ$90,CB389,EMP!$BJ$51:$BJ$90)","v":1265.3626074583512}]
[null,null,null,null,null,null,null,null,null,null,null,null,null,null,null,null,null,null,null,null,null,null,null,null,null,null,null,null,null,null,null,null,null,null,null,null,null,null,null,null,null,null,null,null,null,null,null,null,null,null,null,null,null,null,null,null,null,null,null,null,null,null,null,null,null,null,null,null,null,null,null,null,null,null,null,17,4,388,{"$f":"OFFSET(EMP!$D$1,IF($CA$1,BX390,366-BX390),BY390)","v":1055},{"$f":"IF(BZ390=SUMIF(EMP!$AQ$51:$AQ$90,CB389,EMP!$BK$51:$BK$90),CB389+1,CB389)","v":2},1301,{"$f":"SUMIF(EMP!$AQ$51:$AQ$90,CB390,EMP!$BJ$51:$BJ$90)","v":1265.3626074583512}]
[null,null,null,null,null,null,null,null,null,null,null,null,null,null,null,null,null,null,null,null,null,null,null,null,null,null,null,null,null,null,null,null,null,null,null,null,null,null,null,null,null,null,null,null,null,null,null,null,null,null,null,null,null,null,null,null,null,null,null,null,null,null,null,null,null,null,null,null,null,null,null,null,null,null,null,17,5,389,{"$f":"OFFSET(EMP!$D$1,IF($CA$1,BX391,366-BX391),BY391)","v":1070},{"$f":"IF(BZ391=SUMIF(EMP!$AQ$51:$AQ$90,CB390,EMP!$BK$51:$BK$90),CB390+1,CB390)","v":2},1301,{"$f":"SUMIF(EMP!$AQ$51:$AQ$90,CB391,EMP!$BJ$51:$BJ$90)","v":1265.3626074583512}]
[null,null,null,null,null,null,null,null,null,null,null,null,null,null,null,null,null,null,null,null,null,null,null,null,null,null,null,null,null,null,null,null,null,null,null,null,null,null,null,null,null,null,null,null,null,null,null,null,null,null,null,null,null,null,null,null,null,null,null,null,null,null,null,null,null,null,null,null,null,null,null,null,null,null,null,17,6,390,{"$f":"OFFSET(EMP!$D$1,IF($CA$1,BX392,366-BX392),BY392)","v":1175},{"$f":"IF(BZ392=SUMIF(EMP!$AQ$51:$AQ$90,CB391,EMP!$BK$51:$BK$90),CB391+1,CB391)","v":2},1301,{"$f":"SUMIF(EMP!$AQ$51:$AQ$90,CB392,EMP!$BJ$51:$BJ$90)","v":1265.3626074583512}]
[null,null,null,null,null,null,null,null,null,null,null,null,null,null,null,null,null,null,null,null,null,null,null,null,null,null,null,null,null,null,null,null,null,null,null,null,null,null,null,null,null,null,null,null,null,null,null,null,null,null,null,null,null,null,null,null,null,null,null,null,null,null,null,null,null,null,null,null,null,null,null,null,null,null,null,17,7,391,{"$f":"OFFSET(EMP!$D$1,IF($CA$1,BX393,366-BX393),BY393)","v":1036},{"$f":"IF(BZ393=SUMIF(EMP!$AQ$51:$AQ$90,CB392,EMP!$BK$51:$BK$90),CB392+1,CB392)","v":2},1301,{"$f":"SUMIF(EMP!$AQ$51:$AQ$90,CB393,EMP!$BJ$51:$BJ$90)","v":1265.3626074583512}]
[null,null,null,null,null,null,null,null,null,null,null,null,null,null,null,null,null,null,null,null,null,null,null,null,null,null,null,null,null,null,null,null,null,null,null,null,null,null,null,null,null,null,null,null,null,null,null,null,null,null,null,null,null,null,null,null,null,null,null,null,null,null,null,null,null,null,null,null,null,null,null,null,null,null,null,17,8,392,{"$f":"OFFSET(EMP!$D$1,IF($CA$1,BX394,366-BX394),BY394)","v":995},{"$f":"IF(BZ394=SUMIF(EMP!$AQ$51:$AQ$90,CB393,EMP!$BK$51:$BK$90),CB393+1,CB393)","v":2},1301,{"$f":"SUMIF(EMP!$AQ$51:$AQ$90,CB394,EMP!$BJ$51:$BJ$90)","v":1265.3626074583512}]
[null,null,null,null,null,null,null,null,null,null,null,null,null,null,null,null,null,null,null,null,null,null,null,null,null,null,null,null,null,null,null,null,null,null,null,null,null,null,null,null,null,null,null,null,null,null,null,null,null,null,null,null,null,null,null,null,null,null,null,null,null,null,null,null,null,null,null,null,null,null,null,null,null,null,null,17,9,393,{"$f":"OFFSET(EMP!$D$1,IF($CA$1,BX395,366-BX395),BY395)","v":1032},{"$f":"IF(BZ395=SUMIF(EMP!$AQ$51:$AQ$90,CB394,EMP!$BK$51:$BK$90),CB394+1,CB394)","v":2},1301,{"$f":"SUMIF(EMP!$AQ$51:$AQ$90,CB395,EMP!$BJ$51:$BJ$90)","v":1265.3626074583512}]
[null,null,null,null,null,null,null,null,null,null,null,null,null,null,null,null,null,null,null,null,null,null,null,null,null,null,null,null,null,null,null,null,null,null,null,null,null,null,null,null,null,null,null,null,null,null,null,null,null,null,null,null,null,null,null,null,null,null,null,null,null,null,null,null,null,null,null,null,null,null,null,null,null,null,null,17,10,394,{"$f":"OFFSET(EMP!$D$1,IF($CA$1,BX396,366-BX396),BY396)","v":1060},{"$f":"IF(BZ396=SUMIF(EMP!$AQ$51:$AQ$90,CB395,EMP!$BK$51:$BK$90),CB395+1,CB395)","v":2},1300.4000000000001,{"$f":"SUMIF(EMP!$AQ$51:$AQ$90,CB396,EMP!$BJ$51:$BJ$90)","v":1265.3626074583512}]
[null,null,null,null,null,null,null,null,null,null,null,null,null,null,null,null,null,null,null,null,null,null,null,null,null,null,null,null,null,null,null,null,null,null,null,null,null,null,null,null,null,null,null,null,null,null,null,null,null,null,null,null,null,null,null,null,null,null,null,null,null,null,null,null,null,null,null,null,null,null,null,null,null,null,null,17,11,395,{"$f":"OFFSET(EMP!$D$1,IF($CA$1,BX397,366-BX397),BY397)","v":1060},{"$f":"IF(BZ397=SUMIF(EMP!$AQ$51:$AQ$90,CB396,EMP!$BK$51:$BK$90),CB396+1,CB396)","v":2},1300,{"$f":"SUMIF(EMP!$AQ$51:$AQ$90,CB397,EMP!$BJ$51:$BJ$90)","v":1265.3626074583512}]
[null,null,null,null,null,null,null,null,null,null,null,null,null,null,null,null,null,null,null,null,null,null,null,null,null,null,null,null,null,null,null,null,null,null,null,null,null,null,null,null,null,null,null,null,null,null,null,null,null,null,null,null,null,null,null,null,null,null,null,null,null,null,null,null,null,null,null,null,null,null,null,null,null,null,null,17,12,396,{"$f":"OFFSET(EMP!$D$1,IF($CA$1,BX398,366-BX398),BY398)","v":1044},{"$f":"IF(BZ398=SUMIF(EMP!$AQ$51:$AQ$90,CB397,EMP!$BK$51:$BK$90),CB397+1,CB397)","v":2},1300,{"$f":"SUMIF(EMP!$AQ$51:$AQ$90,CB398,EMP!$BJ$51:$BJ$90)","v":1265.3626074583512}]
[null,null,null,null,null,null,null,null,null,null,null,null,null,null,null,null,null,null,null,null,null,null,null,null,null,null,null,null,null,null,null,null,null,null,null,null,null,null,null,null,null,null,null,null,null,null,null,null,null,null,null,null,null,null,null,null,null,null,null,null,null,null,null,null,null,null,null,null,null,null,null,null,null,null,null,17,13,397,{"$f":"OFFSET(EMP!$D$1,IF($CA$1,BX399,366-BX399),BY399)","v":1050},{"$f":"IF(BZ399=SUMIF(EMP!$AQ$51:$AQ$90,CB398,EMP!$BK$51:$BK$90),CB398+1,CB398)","v":2},1300,{"$f":"SUMIF(EMP!$AQ$51:$AQ$90,CB399,EMP!$BJ$51:$BJ$90)","v":1265.3626074583512}]
[null,null,null,null,null,null,null,null,null,null,null,null,null,null,null,null,null,null,null,null,null,null,null,null,null,null,null,null,null,null,null,null,null,null,null,null,null,null,null,null,null,null,null,null,null,null,null,null,null,null,null,null,null,null,null,null,null,null,null,null,null,null,null,null,null,null,null,null,null,null,null,null,null,null,null,17,14,398,{"$f":"OFFSET(EMP!$D$1,IF($CA$1,BX400,366-BX400),BY400)","v":1049},{"$f":"IF(BZ400=SUMIF(EMP!$AQ$51:$AQ$90,CB399,EMP!$BK$51:$BK$90),CB399+1,CB399)","v":2},1300,{"$f":"SUMIF(EMP!$AQ$51:$AQ$90,CB400,EMP!$BJ$51:$BJ$90)","v":1265.3626074583512}]
[null,null,null,null,null,null,null,null,null,null,null,null,null,null,null,null,null,null,null,null,null,null,null,null,null,null,null,null,null,null,null,null,null,null,null,null,null,null,null,null,null,null,null,null,null,null,null,null,null,null,null,null,null,null,null,null,null,null,null,null,null,null,null,null,null,null,null,null,null,null,null,null,null,null,null,17,15,399,{"$f":"OFFSET(EMP!$D$1,IF($CA$1,BX401,366-BX401),BY401)","v":1072},{"$f":"IF(BZ401=SUMIF(EMP!$AQ$51:$AQ$90,CB400,EMP!$BK$51:$BK$90),CB400+1,CB400)","v":2},1300,{"$f":"SUMIF(EMP!$AQ$51:$AQ$90,CB401,EMP!$BJ$51:$BJ$90)","v":1265.3626074583512}]
[null,null,null,null,null,null,null,null,null,null,null,null,null,null,null,null,null,null,null,null,null,null,null,null,null,null,null,null,null,null,null,null,null,null,null,null,null,null,null,null,null,null,null,null,null,null,null,null,null,null,null,null,null,null,null,null,null,null,null,null,null,null,null,null,null,null,null,null,null,null,null,null,null,null,null,17,16,400,{"$f":"OFFSET(EMP!$D$1,IF($CA$1,BX402,366-BX402),BY402)","v":1069},{"$f":"IF(BZ402=SUMIF(EMP!$AQ$51:$AQ$90,CB401,EMP!$BK$51:$BK$90),CB401+1,CB401)","v":2},1300,{"$f":"SUMIF(EMP!$AQ$51:$AQ$90,CB402,EMP!$BJ$51:$BJ$90)","v":1265.3626074583512}]
[null,null,null,null,null,null,null,null,null,null,null,null,null,null,null,null,null,null,null,null,null,null,null,null,null,null,null,null,null,null,null,null,null,null,null,null,null,null,null,null,null,null,null,null,null,null,null,null,null,null,null,null,null,null,null,null,null,null,null,null,null,null,null,null,null,null,null,null,null,null,null,null,null,null,null,17,17,401,{"$f":"OFFSET(EMP!$D$1,IF($CA$1,BX403,366-BX403),BY403)","v":1070},{"$f":"IF(BZ403=SUMIF(EMP!$AQ$51:$AQ$90,CB402,EMP!$BK$51:$BK$90),CB402+1,CB402)","v":2},1300,{"$f":"SUMIF(EMP!$AQ$51:$AQ$90,CB403,EMP!$BJ$51:$BJ$90)","v":1265.3626074583512}]
[null,null,null,null,null,null,null,null,null,null,null,null,null,null,null,null,null,null,null,null,null,null,null,null,null,null,null,null,null,null,null,null,null,null,null,null,null,null,null,null,null,null,null,null,null,null,null,null,null,null,null,null,null,null,null,null,null,null,null,null,null,null,null,null,null,null,null,null,null,null,null,null,null,null,null,17,18,402,{"$f":"OFFSET(EMP!$D$1,IF($CA$1,BX404,366-BX404),BY404)","v":1102},{"$f":"IF(BZ404=SUMIF(EMP!$AQ$51:$AQ$90,CB403,EMP!$BK$51:$BK$90),CB403+1,CB403)","v":2},1300,{"$f":"SUMIF(EMP!$AQ$51:$AQ$90,CB404,EMP!$BJ$51:$BJ$90)","v":1265.3626074583512}]
[null,null,null,null,null,null,null,null,null,null,null,null,null,null,null,null,null,null,null,null,null,null,null,null,null,null,null,null,null,null,null,null,null,null,null,null,null,null,null,null,null,null,null,null,null,null,null,null,null,null,null,null,null,null,null,null,null,null,null,null,null,null,null,null,null,null,null,null,null,null,null,null,null,null,null,17,19,403,{"$f":"OFFSET(EMP!$D$1,IF($CA$1,BX405,366-BX405),BY405)","v":1297},{"$f":"IF(BZ405=SUMIF(EMP!$AQ$51:$AQ$90,CB404,EMP!$BK$51:$BK$90),CB404+1,CB404)","v":2},1299.8,{"$f":"SUMIF(EMP!$AQ$51:$AQ$90,CB405,EMP!$BJ$51:$BJ$90)","v":1265.3626074583512}]
[null,null,null,null,null,null,null,null,null,null,null,null,null,null,null,null,null,null,null,null,null,null,null,null,null,null,null,null,null,null,null,null,null,null,null,null,null,null,null,null,null,null,null,null,null,null,null,null,null,null,null,null,null,null,null,null,null,null,null,null,null,null,null,null,null,null,null,null,null,null,null,null,null,null,null,17,20,404,{"$f":"OFFSET(EMP!$D$1,IF($CA$1,BX406,366-BX406),BY406)","v":1321},{"$f":"IF(BZ406=SUMIF(EMP!$AQ$51:$AQ$90,CB405,EMP!$BK$51:$BK$90),CB405+1,CB405)","v":2},1299.8,{"$f":"SUMIF(EMP!$AQ$51:$AQ$90,CB406,EMP!$BJ$51:$BJ$90)","v":1265.3626074583512}]
[null,null,null,null,null,null,null,null,null,null,null,null,null,null,null,null,null,null,null,null,null,null,null,null,null,null,null,null,null,null,null,null,null,null,null,null,null,null,null,null,null,null,null,null,null,null,null,null,null,null,null,null,null,null,null,null,null,null,null,null,null,null,null,null,null,null,null,null,null,null,null,null,null,null,null,17,21,405,{"$f":"OFFSET(EMP!$D$1,IF($CA$1,BX407,366-BX407),BY407)","v":1321},{"$f":"IF(BZ407=SUMIF(EMP!$AQ$51:$AQ$90,CB406,EMP!$BK$51:$BK$90),CB406+1,CB406)","v":2},1299.5999999999999,{"$f":"SUMIF(EMP!$AQ$51:$AQ$90,CB407,EMP!$BJ$51:$BJ$90)","v":1265.3626074583512}]
[null,null,null,null,null,null,null,null,null,null,null,null,null,null,null,null,null,null,null,null,null,null,null,null,null,null,null,null,null,null,null,null,null,null,null,null,null,null,null,null,null,null,null,null,null,null,null,null,null,null,null,null,null,null,null,null,null,null,null,null,null,null,null,null,null,null,null,null,null,null,null,null,null,null,null,17,22,406,{"$f":"OFFSET(EMP!$D$1,IF($CA$1,BX408,366-BX408),BY408)","v":1284},{"$f":"IF(BZ408=SUMIF(EMP!$AQ$51:$AQ$90,CB407,EMP!$BK$51:$BK$90),CB407+1,CB407)","v":2},1299,{"$f":"SUMIF(EMP!$AQ$51:$AQ$90,CB408,EMP!$BJ$51:$BJ$90)","v":1265.3626074583512}]
[null,null,null,null,null,null,null,null,null,null,null,null,null,null,null,null,null,null,null,null,null,null,null,null,null,null,null,null,null,null,null,null,null,null,null,null,null,null,null,null,null,null,null,null,null,null,null,null,null,null,null,null,null,null,null,null,null,null,null,null,null,null,null,null,null,null,null,null,null,null,null,null,null,null,null,17,23,407,{"$f":"OFFSET(EMP!$D$1,IF($CA$1,BX409,366-BX409),BY409)","v":1198},{"$f":"IF(BZ409=SUMIF(EMP!$AQ$51:$AQ$90,CB408,EMP!$BK$51:$BK$90),CB408+1,CB408)","v":2},1299,{"$f":"SUMIF(EMP!$AQ$51:$AQ$90,CB409,EMP!$BJ$51:$BJ$90)","v":1265.3626074583512}]
[null,null,null,null,null,null,null,null,null,null,null,null,null,null,null,null,null,null,null,null,null,null,null,null,null,null,null,null,null,null,null,null,null,null,null,null,null,null,null,null,null,null,null,null,null,null,null,null,null,null,null,null,null,null,null,null,null,null,null,null,null,null,null,null,null,null,null,null,null,null,null,null,null,null,null,17,24,408,{"$f":"OFFSET(EMP!$D$1,IF($CA$1,BX410,366-BX410),BY410)","v":1175},{"$f":"IF(BZ410=SUMIF(EMP!$AQ$51:$AQ$90,CB409,EMP!$BK$51:$BK$90),CB409+1,CB409)","v":2},1299,{"$f":"SUMIF(EMP!$AQ$51:$AQ$90,CB410,EMP!$BJ$51:$BJ$90)","v":1265.3626074583512}]
[null,null,null,null,null,null,null,null,null,null,null,null,null,null,null,null,null,null,null,null,null,null,null,null,null,null,null,null,null,null,null,null,null,null,null,null,null,null,null,null,null,null,null,null,null,null,null,null,null,null,null,null,null,null,null,null,null,null,null,null,null,null,null,null,null,null,null,null,null,null,null,null,null,null,null,18,{"$f":"BY387","v":1},409,{"$f":"OFFSET(EMP!$D$1,IF($CA$1,BX411,366-BX411),BY411)","v":1103},{"$f":"IF(BZ411=SUMIF(EMP!$AQ$51:$AQ$90,CB410,EMP!$BK$51:$BK$90),CB410+1,CB410)","v":2},1299,{"$f":"SUMIF(EMP!$AQ$51:$AQ$90,CB411,EMP!$BJ$51:$BJ$90)","v":1265.3626074583512}]
[null,null,null,null,null,null,null,null,null,null,null,null,null,null,null,null,null,null,null,null,null,null,null,null,null,null,null,null,null,null,null,null,null,null,null,null,null,null,null,null,null,null,null,null,null,null,null,null,null,null,null,null,null,null,null,null,null,null,null,null,null,null,null,null,null,null,null,null,null,null,null,null,null,null,null,18,2,410,{"$f":"OFFSET(EMP!$D$1,IF($CA$1,BX412,366-BX412),BY412)","v":1072},{"$f":"IF(BZ412=SUMIF(EMP!$AQ$51:$AQ$90,CB411,EMP!$BK$51:$BK$90),CB411+1,CB411)","v":2},1299,{"$f":"SUMIF(EMP!$AQ$51:$AQ$90,CB412,EMP!$BJ$51:$BJ$90)","v":1265.3626074583512}]
[null,null,null,null,null,null,null,null,null,null,null,null,null,null,null,null,null,null,null,null,null,null,null,null,null,null,null,null,null,null,null,null,null,null,null,null,null,null,null,null,null,null,null,null,null,null,null,null,null,null,null,null,null,null,null,null,null,null,null,null,null,null,null,null,null,null,null,null,null,null,null,null,null,null,null,18,3,411,{"$f":"OFFSET(EMP!$D$1,IF($CA$1,BX413,366-BX413),BY413)","v":1066},{"$f":"IF(BZ413=SUMIF(EMP!$AQ$51:$AQ$90,CB412,EMP!$BK$51:$BK$90),CB412+1,CB412)","v":2},1298.7,{"$f":"SUMIF(EMP!$AQ$51:$AQ$90,CB413,EMP!$BJ$51:$BJ$90)","v":1265.3626074583512}]
[null,null,null,null,null,null,null,null,null,null,null,null,null,null,null,null,null,null,null,null,null,null,null,null,null,null,null,null,null,null,null,null,null,null,null,null,null,null,null,null,null,null,null,null,null,null,null,null,null,null,null,null,null,null,null,null,null,null,null,null,null,null,null,null,null,null,null,null,null,null,null,null,null,null,null,18,4,412,{"$f":"OFFSET(EMP!$D$1,IF($CA$1,BX414,366-BX414),BY414)","v":1042},{"$f":"IF(BZ414=SUMIF(EMP!$AQ$51:$AQ$90,CB413,EMP!$BK$51:$BK$90),CB413+1,CB413)","v":2},1298,{"$f":"SUMIF(EMP!$AQ$51:$AQ$90,CB414,EMP!$BJ$51:$BJ$90)","v":1265.3626074583512}]
[null,null,null,null,null,null,null,null,null,null,null,null,null,null,null,null,null,null,null,null,null,null,null,null,null,null,null,null,null,null,null,null,null,null,null,null,null,null,null,null,null,null,null,null,null,null,null,null,null,null,null,null,null,null,null,null,null,null,null,null,null,null,null,null,null,null,null,null,null,null,null,null,null,null,null,18,5,413,{"$f":"OFFSET(EMP!$D$1,IF($CA$1,BX415,366-BX415),BY415)","v":1065},{"$f":"IF(BZ415=SUMIF(EMP!$AQ$51:$AQ$90,CB414,EMP!$BK$51:$BK$90),CB414+1,CB414)","v":2},1298,{"$f":"SUMIF(EMP!$AQ$51:$AQ$90,CB415,EMP!$BJ$51:$BJ$90)","v":1265.3626074583512}]
[null,null,null,null,null,null,null,null,null,null,null,null,null,null,null,null,null,null,null,null,null,null,null,null,null,null,null,null,null,null,null,null,null,null,null,null,null,null,null,null,null,null,null,null,null,null,null,null,null,null,null,null,null,null,null,null,null,null,null,null,null,null,null,null,null,null,null,null,null,null,null,null,null,null,null,18,6,414,{"$f":"OFFSET(EMP!$D$1,IF($CA$1,BX416,366-BX416),BY416)","v":1085},{"$f":"IF(BZ416=SUMIF(EMP!$AQ$51:$AQ$90,CB415,EMP!$BK$51:$BK$90),CB415+1,CB415)","v":2},1298,{"$f":"SUMIF(EMP!$AQ$51:$AQ$90,CB416,EMP!$BJ$51:$BJ$90)","v":1265.3626074583512}]
[null,null,null,null,null,null,null,null,null,null,null,null,null,null,null,null,null,null,null,null,null,null,null,null,null,null,null,null,null,null,null,null,null,null,null,null,null,null,null,null,null,null,null,null,null,null,null,null,null,null,null,null,null,null,null,null,null,null,null,null,null,null,null,null,null,null,null,null,null,null,null,null,null,null,null,18,7,415,{"$f":"OFFSET(EMP!$D$1,IF($CA$1,BX417,366-BX417),BY417)","v":981},{"$f":"IF(BZ417=SUMIF(EMP!$AQ$51:$AQ$90,CB416,EMP!$BK$51:$BK$90),CB416+1,CB416)","v":2},1298,{"$f":"SUMIF(EMP!$AQ$51:$AQ$90,CB417,EMP!$BJ$51:$BJ$90)","v":1265.3626074583512}]
[null,null,null,null,null,null,null,null,null,null,null,null,null,null,null,null,null,null,null,null,null,null,null,null,null,null,null,null,null,null,null,null,null,null,null,null,null,null,null,null,null,null,null,null,null,null,null,null,null,null,null,null,null,null,null,null,null,null,null,null,null,null,null,null,null,null,null,null,null,null,null,null,null,null,null,18,8,416,{"$f":"OFFSET(EMP!$D$1,IF($CA$1,BX418,366-BX418),BY418)","v":979},{"$f":"IF(BZ418=SUMIF(EMP!$AQ$51:$AQ$90,CB417,EMP!$BK$51:$BK$90),CB417+1,CB417)","v":2},1297.5,{"$f":"SUMIF(EMP!$AQ$51:$AQ$90,CB418,EMP!$BJ$51:$BJ$90)","v":1265.3626074583512}]
[null,null,null,null,null,null,null,null,null,null,null,null,null,null,null,null,null,null,null,null,null,null,null,null,null,null,null,null,null,null,null,null,null,null,null,null,null,null,null,null,null,null,null,null,null,null,null,null,null,null,null,null,null,null,null,null,null,null,null,null,null,null,null,null,null,null,null,null,null,null,null,null,null,null,null,18,9,417,{"$f":"OFFSET(EMP!$D$1,IF($CA$1,BX419,366-BX419),BY419)","v":963},{"$f":"IF(BZ419=SUMIF(EMP!$AQ$51:$AQ$90,CB418,EMP!$BK$51:$BK$90),CB418+1,CB418)","v":2},1297,{"$f":"SUMIF(EMP!$AQ$51:$AQ$90,CB419,EMP!$BJ$51:$BJ$90)","v":1265.3626074583512}]
[null,null,null,null,null,null,null,null,null,null,null,null,null,null,null,null,null,null,null,null,null,null,null,null,null,null,null,null,null,null,null,null,null,null,null,null,null,null,null,null,null,null,null,null,null,null,null,null,null,null,null,null,null,null,null,null,null,null,null,null,null,null,null,null,null,null,null,null,null,null,null,null,null,null,null,18,10,418,{"$f":"OFFSET(EMP!$D$1,IF($CA$1,BX420,366-BX420),BY420)","v":932},{"$f":"IF(BZ420=SUMIF(EMP!$AQ$51:$AQ$90,CB419,EMP!$BK$51:$BK$90),CB419+1,CB419)","v":2},1297,{"$f":"SUMIF(EMP!$AQ$51:$AQ$90,CB420,EMP!$BJ$51:$BJ$90)","v":1265.3626074583512}]
[null,null,null,null,null,null,null,null,null,null,null,null,null,null,null,null,null,null,null,null,null,null,null,null,null,null,null,null,null,null,null,null,null,null,null,null,null,null,null,null,null,null,null,null,null,null,null,null,null,null,null,null,null,null,null,null,null,null,null,null,null,null,null,null,null,null,null,null,null,null,null,null,null,null,null,18,11,419,{"$f":"OFFSET(EMP!$D$1,IF($CA$1,BX421,366-BX421),BY421)","v":919},{"$f":"IF(BZ421=SUMIF(EMP!$AQ$51:$AQ$90,CB420,EMP!$BK$51:$BK$90),CB420+1,CB420)","v":2},1297,{"$f":"SUMIF(EMP!$AQ$51:$AQ$90,CB421,EMP!$BJ$51:$BJ$90)","v":1265.3626074583512}]
[null,null,null,null,null,null,null,null,null,null,null,null,null,null,null,null,null,null,null,null,null,null,null,null,null,null,null,null,null,null,null,null,null,null,null,null,null,null,null,null,null,null,null,null,null,null,null,null,null,null,null,null,null,null,null,null,null,null,null,null,null,null,null,null,null,null,null,null,null,null,null,null,null,null,null,18,12,420,{"$f":"OFFSET(EMP!$D$1,IF($CA$1,BX422,366-BX422),BY422)","v":953},{"$f":"IF(BZ422=SUMIF(EMP!$AQ$51:$AQ$90,CB421,EMP!$BK$51:$BK$90),CB421+1,CB421)","v":2},1297,{"$f":"SUMIF(EMP!$AQ$51:$AQ$90,CB422,EMP!$BJ$51:$BJ$90)","v":1265.3626074583512}]
[null,null,null,null,null,null,null,null,null,null,null,null,null,null,null,null,null,null,null,null,null,null,null,null,null,null,null,null,null,null,null,null,null,null,null,null,null,null,null,null,null,null,null,null,null,null,null,null,null,null,null,null,null,null,null,null,null,null,null,null,null,null,null,null,null,null,null,null,null,null,null,null,null,null,null,18,13,421,{"$f":"OFFSET(EMP!$D$1,IF($CA$1,BX423,366-BX423),BY423)","v":957},{"$f":"IF(BZ423=SUMIF(EMP!$AQ$51:$AQ$90,CB422,EMP!$BK$51:$BK$90),CB422+1,CB422)","v":2},1297,{"$f":"SUMIF(EMP!$AQ$51:$AQ$90,CB423,EMP!$BJ$51:$BJ$90)","v":1265.3626074583512}]
[null,null,null,null,null,null,null,null,null,null,null,null,null,null,null,null,null,null,null,null,null,null,null,null,null,null,null,null,null,null,null,null,null,null,null,null,null,null,null,null,null,null,null,null,null,null,null,null,null,null,null,null,null,null,null,null,null,null,null,null,null,null,null,null,null,null,null,null,null,null,null,null,null,null,null,18,14,422,{"$f":"OFFSET(EMP!$D$1,IF($CA$1,BX424,366-BX424),BY424)","v":985},{"$f":"IF(BZ424=SUMIF(EMP!$AQ$51:$AQ$90,CB423,EMP!$BK$51:$BK$90),CB423+1,CB423)","v":2},1297,{"$f":"SUMIF(EMP!$AQ$51:$AQ$90,CB424,EMP!$BJ$51:$BJ$90)","v":1265.3626074583512}]
[null,null,null,null,null,null,null,null,null,null,null,null,null,null,null,null,null,null,null,null,null,null,null,null,null,null,null,null,null,null,null,null,null,null,null,null,null,null,null,null,null,null,null,null,null,null,null,null,null,null,null,null,null,null,null,null,null,null,null,null,null,null,null,null,null,null,null,null,null,null,null,null,null,null,null,18,15,423,{"$f":"OFFSET(EMP!$D$1,IF($CA$1,BX425,366-BX425),BY425)","v":992},{"$f":"IF(BZ425=SUMIF(EMP!$AQ$51:$AQ$90,CB424,EMP!$BK$51:$BK$90),CB424+1,CB424)","v":2},1297,{"$f":"SUMIF(EMP!$AQ$51:$AQ$90,CB425,EMP!$BJ$51:$BJ$90)","v":1265.3626074583512}]
[null,null,null,null,null,null,null,null,null,null,null,null,null,null,null,null,null,null,null,null,null,null,null,null,null,null,null,null,null,null,null,null,null,null,null,null,null,null,null,null,null,null,null,null,null,null,null,null,null,null,null,null,null,null,null,null,null,null,null,null,null,null,null,null,null,null,null,null,null,null,null,null,null,null,null,18,16,424,{"$f":"OFFSET(EMP!$D$1,IF($CA$1,BX426,366-BX426),BY426)","v":993},{"$f":"IF(BZ426=SUMIF(EMP!$AQ$51:$AQ$90,CB425,EMP!$BK$51:$BK$90),CB425+1,CB425)","v":2},1296.5999999999999,{"$f":"SUMIF(EMP!$AQ$51:$AQ$90,CB426,EMP!$BJ$51:$BJ$90)","v":1265.3626074583512}]
[null,null,null,null,null,null,null,null,null,null,null,null,null,null,null,null,null,null,null,null,null,null,null,null,null,null,null,null,null,null,null,null,null,null,null,null,null,null,null,null,null,null,null,null,null,null,null,null,null,null,null,null,null,null,null,null,null,null,null,null,null,null,null,null,null,null,null,null,null,null,null,null,null,null,null,18,17,425,{"$f":"OFFSET(EMP!$D$1,IF($CA$1,BX427,366-BX427),BY427)","v":991},{"$f":"IF(BZ427=SUMIF(EMP!$AQ$51:$AQ$90,CB426,EMP!$BK$51:$BK$90),CB426+1,CB426)","v":2},1296,{"$f":"SUMIF(EMP!$AQ$51:$AQ$90,CB427,EMP!$BJ$51:$BJ$90)","v":1265.3626074583512}]
[null,null,null,null,null,null,null,null,null,null,null,null,null,null,null,null,null,null,null,null,null,null,null,null,null,null,null,null,null,null,null,null,null,null,null,null,null,null,null,null,null,null,null,null,null,null,null,null,null,null,null,null,null,null,null,null,null,null,null,null,null,null,null,null,null,null,null,null,null,null,null,null,null,null,null,18,18,426,{"$f":"OFFSET(EMP!$D$1,IF($CA$1,BX428,366-BX428),BY428)","v":1046},{"$f":"IF(BZ428=SUMIF(EMP!$AQ$51:$AQ$90,CB427,EMP!$BK$51:$BK$90),CB427+1,CB427)","v":2},1296,{"$f":"SUMIF(EMP!$AQ$51:$AQ$90,CB428,EMP!$BJ$51:$BJ$90)","v":1265.3626074583512}]
[null,null,null,null,null,null,null,null,null,null,null,null,null,null,null,null,null,null,null,null,null,null,null,null,null,null,null,null,null,null,null,null,null,null,null,null,null,null,null,null,null,null,null,null,null,null,null,null,null,null,null,null,null,null,null,null,null,null,null,null,null,null,null,null,null,null,null,null,null,null,null,null,null,null,null,18,19,427,{"$f":"OFFSET(EMP!$D$1,IF($CA$1,BX429,366-BX429),BY429)","v":1214},{"$f":"IF(BZ429=SUMIF(EMP!$AQ$51:$AQ$90,CB428,EMP!$BK$51:$BK$90),CB428+1,CB428)","v":2},1296,{"$f":"SUMIF(EMP!$AQ$51:$AQ$90,CB429,EMP!$BJ$51:$BJ$90)","v":1265.3626074583512}]
[null,null,null,null,null,null,null,null,null,null,null,null,null,null,null,null,null,null,null,null,null,null,null,null,null,null,null,null,null,null,null,null,null,null,null,null,null,null,null,null,null,null,null,null,null,null,null,null,null,null,null,null,null,null,null,null,null,null,null,null,null,null,null,null,null,null,null,null,null,null,null,null,null,null,null,18,20,428,{"$f":"OFFSET(EMP!$D$1,IF($CA$1,BX430,366-BX430),BY430)","v":1246},{"$f":"IF(BZ430=SUMIF(EMP!$AQ$51:$AQ$90,CB429,EMP!$BK$51:$BK$90),CB429+1,CB429)","v":2},1296,{"$f":"SUMIF(EMP!$AQ$51:$AQ$90,CB430,EMP!$BJ$51:$BJ$90)","v":1265.3626074583512}]
[null,null,null,null,null,null,null,null,null,null,null,null,null,null,null,null,null,null,null,null,null,null,null,null,null,null,null,null,null,null,null,null,null,null,null,null,null,null,null,null,null,null,null,null,null,null,null,null,null,null,null,null,null,null,null,null,null,null,null,null,null,null,null,null,null,null,null,null,null,null,null,null,null,null,null,18,21,429,{"$f":"OFFSET(EMP!$D$1,IF($CA$1,BX431,366-BX431),BY431)","v":1239},{"$f":"IF(BZ431=SUMIF(EMP!$AQ$51:$AQ$90,CB430,EMP!$BK$51:$BK$90),CB430+1,CB430)","v":2},1296,{"$f":"SUMIF(EMP!$AQ$51:$AQ$90,CB431,EMP!$BJ$51:$BJ$90)","v":1265.3626074583512}]
[null,null,null,null,null,null,null,null,null,null,null,null,null,null,null,null,null,null,null,null,null,null,null,null,null,null,null,null,null,null,null,null,null,null,null,null,null,null,null,null,null,null,null,null,null,null,null,null,null,null,null,null,null,null,null,null,null,null,null,null,null,null,null,null,null,null,null,null,null,null,null,null,null,null,null,18,22,430,{"$f":"OFFSET(EMP!$D$1,IF($CA$1,BX432,366-BX432),BY432)","v":1209},{"$f":"IF(BZ432=SUMIF(EMP!$AQ$51:$AQ$90,CB431,EMP!$BK$51:$BK$90),CB431+1,CB431)","v":2},1296,{"$f":"SUMIF(EMP!$AQ$51:$AQ$90,CB432,EMP!$BJ$51:$BJ$90)","v":1265.3626074583512}]
[null,null,null,null,null,null,null,null,null,null,null,null,null,null,null,null,null,null,null,null,null,null,null,null,null,null,null,null,null,null,null,null,null,null,null,null,null,null,null,null,null,null,null,null,null,null,null,null,null,null,null,null,null,null,null,null,null,null,null,null,null,null,null,null,null,null,null,null,null,null,null,null,null,null,null,18,23,431,{"$f":"OFFSET(EMP!$D$1,IF($CA$1,BX433,366-BX433),BY433)","v":1125},{"$f":"IF(BZ433=SUMIF(EMP!$AQ$51:$AQ$90,CB432,EMP!$BK$51:$BK$90),CB432+1,CB432)","v":2},1295.8,{"$f":"SUMIF(EMP!$AQ$51:$AQ$90,CB433,EMP!$BJ$51:$BJ$90)","v":1265.3626074583512}]
[null,null,null,null,null,null,null,null,null,null,null,null,null,null,null,null,null,null,null,null,null,null,null,null,null,null,null,null,null,null,null,null,null,null,null,null,null,null,null,null,null,null,null,null,null,null,null,null,null,null,null,null,null,null,null,null,null,null,null,null,null,null,null,null,null,null,null,null,null,null,null,null,null,null,null,18,24,432,{"$f":"OFFSET(EMP!$D$1,IF($CA$1,BX434,366-BX434),BY434)","v":1061},{"$f":"IF(BZ434=SUMIF(EMP!$AQ$51:$AQ$90,CB433,EMP!$BK$51:$BK$90),CB433+1,CB433)","v":2},1295,{"$f":"SUMIF(EMP!$AQ$51:$AQ$90,CB434,EMP!$BJ$51:$BJ$90)","v":1265.3626074583512}]
[null,null,null,null,null,null,null,null,null,null,null,null,null,null,null,null,null,null,null,null,null,null,null,null,null,null,null,null,null,null,null,null,null,null,null,null,null,null,null,null,null,null,null,null,null,null,null,null,null,null,null,null,null,null,null,null,null,null,null,null,null,null,null,null,null,null,null,null,null,null,null,null,null,null,null,19,1,433,{"$f":"OFFSET(EMP!$D$1,IF($CA$1,BX435,366-BX435),BY435)","v":1001},{"$f":"IF(BZ435=SUMIF(EMP!$AQ$51:$AQ$90,CB434,EMP!$BK$51:$BK$90),CB434+1,CB434)","v":2},1295,{"$f":"SUMIF(EMP!$AQ$51:$AQ$90,CB435,EMP!$BJ$51:$BJ$90)","v":1265.3626074583512}]
[null,null,null,null,null,null,null,null,null,null,null,null,null,null,null,null,null,null,null,null,null,null,null,null,null,null,null,null,null,null,null,null,null,null,null,null,null,null,null,null,null,null,null,null,null,null,null,null,null,null,null,null,null,null,null,null,null,null,null,null,null,null,null,null,null,null,null,null,null,null,null,null,null,null,null,19,2,434,{"$f":"OFFSET(EMP!$D$1,IF($CA$1,BX436,366-BX436),BY436)","v":977},{"$f":"IF(BZ436=SUMIF(EMP!$AQ$51:$AQ$90,CB435,EMP!$BK$51:$BK$90),CB435+1,CB435)","v":2},1295,{"$f":"SUMIF(EMP!$AQ$51:$AQ$90,CB436,EMP!$BJ$51:$BJ$90)","v":1265.3626074583512}]
[null,null,null,null,null,null,null,null,null,null,null,null,null,null,null,null,null,null,null,null,null,null,null,null,null,null,null,null,null,null,null,null,null,null,null,null,null,null,null,null,null,null,null,null,null,null,null,null,null,null,null,null,null,null,null,null,null,null,null,null,null,null,null,null,null,null,null,null,null,null,null,null,null,null,null,19,3,435,{"$f":"OFFSET(EMP!$D$1,IF($CA$1,BX437,366-BX437),BY437)","v":959},{"$f":"IF(BZ437=SUMIF(EMP!$AQ$51:$AQ$90,CB436,EMP!$BK$51:$BK$90),CB436+1,CB436)","v":2},1295,{"$f":"SUMIF(EMP!$AQ$51:$AQ$90,CB437,EMP!$BJ$51:$BJ$90)","v":1265.3626074583512}]
[null,null,null,null,null,null,null,null,null,null,null,null,null,null,null,null,null,null,null,null,null,null,null,null,null,null,null,null,null,null,null,null,null,null,null,null,null,null,null,null,null,null,null,null,null,null,null,null,null,null,null,null,null,null,null,null,null,null,null,null,null,null,null,null,null,null,null,null,null,null,null,null,null,null,null,19,4,436,{"$f":"OFFSET(EMP!$D$1,IF($CA$1,BX438,366-BX438),BY438)","v":962},{"$f":"IF(BZ438=SUMIF(EMP!$AQ$51:$AQ$90,CB437,EMP!$BK$51:$BK$90),CB437+1,CB437)","v":2},1295,{"$f":"SUMIF(EMP!$AQ$51:$AQ$90,CB438,EMP!$BJ$51:$BJ$90)","v":1265.3626074583512}]
[null,null,null,null,null,null,null,null,null,null,null,null,null,null,null,null,null,null,null,null,null,null,null,null,null,null,null,null,null,null,null,null,null,null,null,null,null,null,null,null,null,null,null,null,null,null,null,null,null,null,null,null,null,null,null,null,null,null,null,null,null,null,null,null,null,null,null,null,null,null,null,null,null,null,null,19,5,437,{"$f":"OFFSET(EMP!$D$1,IF($CA$1,BX439,366-BX439),BY439)","v":1025},{"$f":"IF(BZ439=SUMIF(EMP!$AQ$51:$AQ$90,CB438,EMP!$BK$51:$BK$90),CB438+1,CB438)","v":2},1295,{"$f":"SUMIF(EMP!$AQ$51:$AQ$90,CB439,EMP!$BJ$51:$BJ$90)","v":1265.3626074583512}]
[null,null,null,null,null,null,null,null,null,null,null,null,null,null,null,null,null,null,null,null,null,null,null,null,null,null,null,null,null,null,null,null,null,null,null,null,null,null,null,null,null,null,null,null,null,null,null,null,null,null,null,null,null,null,null,null,null,null,null,null,null,null,null,null,null,null,null,null,null,null,null,null,null,null,null,19,6,438,{"$f":"OFFSET(EMP!$D$1,IF($CA$1,BX440,366-BX440),BY440)","v":1110},{"$f":"IF(BZ440=SUMIF(EMP!$AQ$51:$AQ$90,CB439,EMP!$BK$51:$BK$90),CB439+1,CB439)","v":2},1295,{"$f":"SUMIF(EMP!$AQ$51:$AQ$90,CB440,EMP!$BJ$51:$BJ$90)","v":1265.3626074583512}]
[null,null,null,null,null,null,null,null,null,null,null,null,null,null,null,null,null,null,null,null,null,null,null,null,null,null,null,null,null,null,null,null,null,null,null,null,null,null,null,null,null,null,null,null,null,null,null,null,null,null,null,null,null,null,null,null,null,null,null,null,null,null,null,null,null,null,null,null,null,null,null,null,null,null,null,19,7,439,{"$f":"OFFSET(EMP!$D$1,IF($CA$1,BX441,366-BX441),BY441)","v":1001},{"$f":"IF(BZ441=SUMIF(EMP!$AQ$51:$AQ$90,CB440,EMP!$BK$51:$BK$90),CB440+1,CB440)","v":2},1295,{"$f":"SUMIF(EMP!$AQ$51:$AQ$90,CB441,EMP!$BJ$51:$BJ$90)","v":1265.3626074583512}]
[null,null,null,null,null,null,null,null,null,null,null,null,null,null,null,null,null,null,null,null,null,null,null,null,null,null,null,null,null,null,null,null,null,null,null,null,null,null,null,null,null,null,null,null,null,null,null,null,null,null,null,null,null,null,null,null,null,null,null,null,null,null,null,null,null,null,null,null,null,null,null,null,null,null,null,19,8,440,{"$f":"OFFSET(EMP!$D$1,IF($CA$1,BX442,366-BX442),BY442)","v":1013},{"$f":"IF(BZ442=SUMIF(EMP!$AQ$51:$AQ$90,CB441,EMP!$BK$51:$BK$90),CB441+1,CB441)","v":2},1294.5,{"$f":"SUMIF(EMP!$AQ$51:$AQ$90,CB442,EMP!$BJ$51:$BJ$90)","v":1265.3626074583512}]
[null,null,null,null,null,null,null,null,null,null,null,null,null,null,null,null,null,null,null,null,null,null,null,null,null,null,null,null,null,null,null,null,null,null,null,null,null,null,null,null,null,null,null,null,null,null,null,null,null,null,null,null,null,null,null,null,null,null,null,null,null,null,null,null,null,null,null,null,null,null,null,null,null,null,null,19,9,441,{"$f":"OFFSET(EMP!$D$1,IF($CA$1,BX443,366-BX443),BY443)","v":1053},{"$f":"IF(BZ443=SUMIF(EMP!$AQ$51:$AQ$90,CB442,EMP!$BK$51:$BK$90),CB442+1,CB442)","v":2},1294.2,{"$f":"SUMIF(EMP!$AQ$51:$AQ$90,CB443,EMP!$BJ$51:$BJ$90)","v":1265.3626074583512}]
[null,null,null,null,null,null,null,null,null,null,null,null,null,null,null,null,null,null,null,null,null,null,null,null,null,null,null,null,null,null,null,null,null,null,null,null,null,null,null,null,null,null,null,null,null,null,null,null,null,null,null,null,null,null,null,null,null,null,null,null,null,null,null,null,null,null,null,null,null,null,null,null,null,null,null,19,10,442,{"$f":"OFFSET(EMP!$D$1,IF($CA$1,BX444,366-BX444),BY444)","v":1068},{"$f":"IF(BZ444=SUMIF(EMP!$AQ$51:$AQ$90,CB443,EMP!$BK$51:$BK$90),CB443+1,CB443)","v":2},1294.2,{"$f":"SUMIF(EMP!$AQ$51:$AQ$90,CB444,EMP!$BJ$51:$BJ$90)","v":1265.3626074583512}]
[null,null,null,null,null,null,null,null,null,null,null,null,null,null,null,null,null,null,null,null,null,null,null,null,null,null,null,null,null,null,null,null,null,null,null,null,null,null,null,null,null,null,null,null,null,null,null,null,null,null,null,null,null,null,null,null,null,null,null,null,null,null,null,null,null,null,null,null,null,null,null,null,null,null,null,19,11,443,{"$f":"OFFSET(EMP!$D$1,IF($CA$1,BX445,366-BX445),BY445)","v":1065},{"$f":"IF(BZ445=SUMIF(EMP!$AQ$51:$AQ$90,CB444,EMP!$BK$51:$BK$90),CB444+1,CB444)","v":2},1294,{"$f":"SUMIF(EMP!$AQ$51:$AQ$90,CB445,EMP!$BJ$51:$BJ$90)","v":1265.3626074583512}]
[null,null,null,null,null,null,null,null,null,null,null,null,null,null,null,null,null,null,null,null,null,null,null,null,null,null,null,null,null,null,null,null,null,null,null,null,null,null,null,null,null,null,null,null,null,null,null,null,null,null,null,null,null,null,null,null,null,null,null,null,null,null,null,null,null,null,null,null,null,null,null,null,null,null,null,19,12,444,{"$f":"OFFSET(EMP!$D$1,IF($CA$1,BX446,366-BX446),BY446)","v":1065},{"$f":"IF(BZ446=SUMIF(EMP!$AQ$51:$AQ$90,CB445,EMP!$BK$51:$BK$90),CB445+1,CB445)","v":2},1294,{"$f":"SUMIF(EMP!$AQ$51:$AQ$90,CB446,EMP!$BJ$51:$BJ$90)","v":1265.3626074583512}]
[null,null,null,null,null,null,null,null,null,null,null,null,null,null,null,null,null,null,null,null,null,null,null,null,null,null,null,null,null,null,null,null,null,null,null,null,null,null,null,null,null,null,null,null,null,null,null,null,null,null,null,null,null,null,null,null,null,null,null,null,null,null,null,null,null,null,null,null,null,null,null,null,null,null,null,19,13,445,{"$f":"OFFSET(EMP!$D$1,IF($CA$1,BX447,366-BX447),BY447)","v":1055},{"$f":"IF(BZ447=SUMIF(EMP!$AQ$51:$AQ$90,CB446,EMP!$BK$51:$BK$90),CB446+1,CB446)","v":2},1294,{"$f":"SUMIF(EMP!$AQ$51:$AQ$90,CB447,EMP!$BJ$51:$BJ$90)","v":1265.3626074583512}]
[null,null,null,null,null,null,null,null,null,null,null,null,null,null,null,null,null,null,null,null,null,null,null,null,null,null,null,null,null,null,null,null,null,null,null,null,null,null,null,null,null,null,null,null,null,null,null,null,null,null,null,null,null,null,null,null,null,null,null,null,null,null,null,null,null,null,null,null,null,null,null,null,null,null,null,19,14,446,{"$f":"OFFSET(EMP!$D$1,IF($CA$1,BX448,366-BX448),BY448)","v":1056},{"$f":"IF(BZ448=SUMIF(EMP!$AQ$51:$AQ$90,CB447,EMP!$BK$51:$BK$90),CB447+1,CB447)","v":2},1294,{"$f":"SUMIF(EMP!$AQ$51:$AQ$90,CB448,EMP!$BJ$51:$BJ$90)","v":1265.3626074583512}]
[null,null,null,null,null,null,null,null,null,null,null,null,null,null,null,null,null,null,null,null,null,null,null,null,null,null,null,null,null,null,null,null,null,null,null,null,null,null,null,null,null,null,null,null,null,null,null,null,null,null,null,null,null,null,null,null,null,null,null,null,null,null,null,null,null,null,null,null,null,null,null,null,null,null,null,19,15,447,{"$f":"OFFSET(EMP!$D$1,IF($CA$1,BX449,366-BX449),BY449)","v":1124},{"$f":"IF(BZ449=SUMIF(EMP!$AQ$51:$AQ$90,CB448,EMP!$BK$51:$BK$90),CB448+1,CB448)","v":2},1294,{"$f":"SUMIF(EMP!$AQ$51:$AQ$90,CB449,EMP!$BJ$51:$BJ$90)","v":1265.3626074583512}]
[null,null,null,null,null,null,null,null,null,null,null,null,null,null,null,null,null,null,null,null,null,null,null,null,null,null,null,null,null,null,null,null,null,null,null,null,null,null,null,null,null,null,null,null,null,null,null,null,null,null,null,null,null,null,null,null,null,null,null,null,null,null,null,null,null,null,null,null,null,null,null,null,null,null,null,19,16,448,{"$f":"OFFSET(EMP!$D$1,IF($CA$1,BX450,366-BX450),BY450)","v":1085},{"$f":"IF(BZ450=SUMIF(EMP!$AQ$51:$AQ$90,CB449,EMP!$BK$51:$BK$90),CB449+1,CB449)","v":2},1293.7,{"$f":"SUMIF(EMP!$AQ$51:$AQ$90,CB450,EMP!$BJ$51:$BJ$90)","v":1265.3626074583512}]
[null,null,null,null,null,null,null,null,null,null,null,null,null,null,null,null,null,null,null,null,null,null,null,null,null,null,null,null,null,null,null,null,null,null,null,null,null,null,null,null,null,null,null,null,null,null,null,null,null,null,null,null,null,null,null,null,null,null,null,null,null,null,null,null,null,null,null,null,null,null,null,null,null,null,null,{"$f":"ROUNDDOWN((BZ451-1)/24,0)+1","v":19},17,449,{"$f":"OFFSET(EMP!$D$1,IF($CA$1,BX451,366-BX451),BY451)","v":1070},{"$f":"IF(BZ451=SUMIF(EMP!$AQ$51:$AQ$90,CB450,EMP!$BK$51:$BK$90),CB450+1,CB450)","v":2},1293.5,{"$f":"SUMIF(EMP!$AQ$51:$AQ$90,CB451,EMP!$BJ$51:$BJ$90)","v":1265.3626074583512}]
[null,null,null,null,null,null,null,null,null,null,null,null,null,null,null,null,null,null,null,null,null,null,null,null,null,null,null,null,null,null,null,null,null,null,null,null,null,null,null,null,null,null,null,null,null,null,null,null,null,null,null,null,null,null,null,null,null,null,null,null,null,null,null,null,null,null,null,null,null,null,null,null,null,null,null,19,18,{"$f":"BZ451+1","v":450},{"$f":"OFFSET(EMP!$D$1,IF($CA$1,BX452,366-BX452),BY452)","v":1053},{"$f":"IF(BZ452=SUMIF(EMP!$AQ$51:$AQ$90,CB451,EMP!$BK$51:$BK$90),CB451+1,CB451)","v":2},1293,{"$f":"SUMIF(EMP!$AQ$51:$AQ$90,CB452,EMP!$BJ$51:$BJ$90)","v":1265.3626074583512}]
[null,null,null,null,null,null,null,null,null,null,null,null,null,null,null,null,null,null,null,null,null,null,null,null,null,null,null,null,null,null,null,null,null,null,null,null,null,null,null,null,null,null,null,null,null,null,null,null,null,null,null,null,null,null,null,null,null,null,null,null,null,null,null,null,null,null,null,null,null,null,null,null,null,null,null,19,19,451,{"$f":"OFFSET(EMP!$D$1,IF($CA$1,BX453,366-BX453),BY453)","v":1257},{"$f":"IF(BZ453=SUMIF(EMP!$AQ$51:$AQ$90,CB452,EMP!$BK$51:$BK$90),CB452+1,CB452)","v":2},1293,{"$f":"SUMIF(EMP!$AQ$51:$AQ$90,CB453,EMP!$BJ$51:$BJ$90)","v":1265.3626074583512}]
[null,null,null,null,null,null,null,null,null,null,null,null,null,null,null,null,null,null,null,null,null,null,null,null,null,null,null,null,null,null,null,null,null,null,null,null,null,null,null,null,null,null,null,null,null,null,null,null,null,null,null,null,null,null,null,null,null,null,null,null,null,null,null,null,null,null,null,null,null,null,null,null,null,null,null,19,20,452,{"$f":"OFFSET(EMP!$D$1,IF($CA$1,BX454,366-BX454),BY454)","v":1228},{"$f":"IF(BZ454=SUMIF(EMP!$AQ$51:$AQ$90,CB453,EMP!$BK$51:$BK$90),CB453+1,CB453)","v":2},1293,{"$f":"SUMIF(EMP!$AQ$51:$AQ$90,CB454,EMP!$BJ$51:$BJ$90)","v":1265.3626074583512}]
[null,null,null,null,null,null,null,null,null,null,null,null,null,null,null,null,null,null,null,null,null,null,null,null,null,null,null,null,null,null,null,null,null,null,null,null,null,null,null,null,null,null,null,null,null,null,null,null,null,null,null,null,null,null,null,null,null,null,null,null,null,null,null,null,null,null,null,null,null,null,null,null,null,null,null,19,21,453,{"$f":"OFFSET(EMP!$D$1,IF($CA$1,BX455,366-BX455),BY455)","v":1228},{"$f":"IF(BZ455=SUMIF(EMP!$AQ$51:$AQ$90,CB454,EMP!$BK$51:$BK$90),CB454+1,CB454)","v":2},1293,{"$f":"SUMIF(EMP!$AQ$51:$AQ$90,CB455,EMP!$BJ$51:$BJ$90)","v":1265.3626074583512}]
[null,null,null,null,null,null,null,null,null,null,null,null,null,null,null,null,null,null,null,null,null,null,null,null,null,null,null,null,null,null,null,null,null,null,null,null,null,null,null,null,null,null,null,null,null,null,null,null,null,null,null,null,null,null,null,null,null,null,null,null,null,null,null,null,null,null,null,null,null,null,null,null,null,null,null,19,22,454,{"$f":"OFFSET(EMP!$D$1,IF($CA$1,BX456,366-BX456),BY456)","v":1206},{"$f":"IF(BZ456=SUMIF(EMP!$AQ$51:$AQ$90,CB455,EMP!$BK$51:$BK$90),CB455+1,CB455)","v":2},1293,{"$f":"SUMIF(EMP!$AQ$51:$AQ$90,CB456,EMP!$BJ$51:$BJ$90)","v":1265.3626074583512}]
[null,null,null,null,null,null,null,null,null,null,null,null,null,null,null,null,null,null,null,null,null,null,null,null,null,null,null,null,null,null,null,null,null,null,null,null,null,null,null,null,null,null,null,null,null,null,null,null,null,null,null,null,null,null,null,null,null,null,null,null,null,null,null,null,null,null,null,null,null,null,null,null,null,null,null,19,23,455,{"$f":"OFFSET(EMP!$D$1,IF($CA$1,BX457,366-BX457),BY457)","v":1105},{"$f":"IF(BZ457=SUMIF(EMP!$AQ$51:$AQ$90,CB456,EMP!$BK$51:$BK$90),CB456+1,CB456)","v":2},1293,{"$f":"SUMIF(EMP!$AQ$51:$AQ$90,CB457,EMP!$BJ$51:$BJ$90)","v":1265.3626074583512}]
[null,null,null,null,null,null,null,null,null,null,null,null,null,null,null,null,null,null,null,null,null,null,null,null,null,null,null,null,null,null,null,null,null,null,null,null,null,null,null,null,null,null,null,null,null,null,null,null,null,null,null,null,null,null,null,null,null,null,null,null,null,null,null,null,null,null,null,null,null,null,null,null,null,null,null,19,24,456,{"$f":"OFFSET(EMP!$D$1,IF($CA$1,BX458,366-BX458),BY458)","v":1088},{"$f":"IF(BZ458=SUMIF(EMP!$AQ$51:$AQ$90,CB457,EMP!$BK$51:$BK$90),CB457+1,CB457)","v":2},1293,{"$f":"SUMIF(EMP!$AQ$51:$AQ$90,CB458,EMP!$BJ$51:$BJ$90)","v":1265.3626074583512}]
[null,null,null,null,null,null,null,null,null,null,null,null,null,null,null,null,null,null,null,null,null,null,null,null,null,null,null,null,null,null,null,null,null,null,null,null,null,null,null,null,null,null,null,null,null,null,null,null,null,null,null,null,null,null,null,null,null,null,null,null,null,null,null,null,null,null,null,null,null,null,null,null,null,null,null,20,1,457,{"$f":"OFFSET(EMP!$D$1,IF($CA$1,BX459,366-BX459),BY459)","v":1018},{"$f":"IF(BZ459=SUMIF(EMP!$AQ$51:$AQ$90,CB458,EMP!$BK$51:$BK$90),CB458+1,CB458)","v":2},1293,{"$f":"SUMIF(EMP!$AQ$51:$AQ$90,CB459,EMP!$BJ$51:$BJ$90)","v":1265.3626074583512}]
[null,null,null,null,null,null,null,null,null,null,null,null,null,null,null,null,null,null,null,null,null,null,null,null,null,null,null,null,null,null,null,null,null,null,null,null,null,null,null,null,null,null,null,null,null,null,null,null,null,null,null,null,null,null,null,null,null,null,null,null,null,null,null,null,null,null,null,null,null,null,null,null,null,null,null,20,2,458,{"$f":"OFFSET(EMP!$D$1,IF($CA$1,BX460,366-BX460),BY460)","v":1009},{"$f":"IF(BZ460=SUMIF(EMP!$AQ$51:$AQ$90,CB459,EMP!$BK$51:$BK$90),CB459+1,CB459)","v":2},1292,{"$f":"SUMIF(EMP!$AQ$51:$AQ$90,CB460,EMP!$BJ$51:$BJ$90)","v":1265.3626074583512}]
[null,null,null,null,null,null,null,null,null,null,null,null,null,null,null,null,null,null,null,null,null,null,null,null,null,null,null,null,null,null,null,null,null,null,null,null,null,null,null,null,null,null,null,null,null,null,null,null,null,null,null,null,null,null,null,null,null,null,null,null,null,null,null,null,null,null,null,null,null,null,null,null,null,null,null,20,3,459,{"$f":"OFFSET(EMP!$D$1,IF($CA$1,BX461,366-BX461),BY461)","v":1008},{"$f":"IF(BZ461=SUMIF(EMP!$AQ$51:$AQ$90,CB460,EMP!$BK$51:$BK$90),CB460+1,CB460)","v":2},1292,{"$f":"SUMIF(EMP!$AQ$51:$AQ$90,CB461,EMP!$BJ$51:$BJ$90)","v":1265.3626074583512}]
[null,null,null,null,null,null,null,null,null,null,null,null,null,null,null,null,null,null,null,null,null,null,null,null,null,null,null,null,null,null,null,null,null,null,null,null,null,null,null,null,null,null,null,null,null,null,null,null,null,null,null,null,null,null,null,null,null,null,null,null,null,null,null,null,null,null,null,null,null,null,null,null,null,null,null,20,4,460,{"$f":"OFFSET(EMP!$D$1,IF($CA$1,BX462,366-BX462),BY462)","v":1009},{"$f":"IF(BZ462=SUMIF(EMP!$AQ$51:$AQ$90,CB461,EMP!$BK$51:$BK$90),CB461+1,CB461)","v":2},1292,{"$f":"SUMIF(EMP!$AQ$51:$AQ$90,CB462,EMP!$BJ$51:$BJ$90)","v":1265.3626074583512}]
[null,null,null,null,null,null,null,null,null,null,null,null,null,null,null,null,null,null,null,null,null,null,null,null,null,null,null,null,null,null,null,null,null,null,null,null,null,null,null,null,null,null,null,null,null,null,null,null,null,null,null,null,null,null,null,null,null,null,null,null,null,null,null,null,null,null,null,null,null,null,null,null,null,null,null,20,5,461,{"$f":"OFFSET(EMP!$D$1,IF($CA$1,BX463,366-BX463),BY463)","v":1030},{"$f":"IF(BZ463=SUMIF(EMP!$AQ$51:$AQ$90,CB462,EMP!$BK$51:$BK$90),CB462+1,CB462)","v":2},1292,{"$f":"SUMIF(EMP!$AQ$51:$AQ$90,CB463,EMP!$BJ$51:$BJ$90)","v":1265.3626074583512}]
[null,null,null,null,null,null,null,null,null,null,null,null,null,null,null,null,null,null,null,null,null,null,null,null,null,null,null,null,null,null,null,null,null,null,null,null,null,null,null,null,null,null,null,null,null,null,null,null,null,null,null,null,null,null,null,null,null,null,null,null,null,null,null,null,null,null,null,null,null,null,null,null,null,null,null,20,6,462,{"$f":"OFFSET(EMP!$D$1,IF($CA$1,BX464,366-BX464),BY464)","v":1140},{"$f":"IF(BZ464=SUMIF(EMP!$AQ$51:$AQ$90,CB463,EMP!$BK$51:$BK$90),CB463+1,CB463)","v":2},1292,{"$f":"SUMIF(EMP!$AQ$51:$AQ$90,CB464,EMP!$BJ$51:$BJ$90)","v":1265.3626074583512}]
[null,null,null,null,null,null,null,null,null,null,null,null,null,null,null,null,null,null,null,null,null,null,null,null,null,null,null,null,null,null,null,null,null,null,null,null,null,null,null,null,null,null,null,null,null,null,null,null,null,null,null,null,null,null,null,null,null,null,null,null,null,null,null,null,null,null,null,null,null,null,null,null,null,null,null,20,7,463,{"$f":"OFFSET(EMP!$D$1,IF($CA$1,BX465,366-BX465),BY465)","v":992},{"$f":"IF(BZ465=SUMIF(EMP!$AQ$51:$AQ$90,CB464,EMP!$BK$51:$BK$90),CB464+1,CB464)","v":2},1292,{"$f":"SUMIF(EMP!$AQ$51:$AQ$90,CB465,EMP!$BJ$51:$BJ$90)","v":1265.3626074583512}]
[null,null,null,null,null,null,null,null,null,null,null,null,null,null,null,null,null,null,null,null,null,null,null,null,null,null,null,null,null,null,null,null,null,null,null,null,null,null,null,null,null,null,null,null,null,null,null,null,null,null,null,null,null,null,null,null,null,null,null,null,null,null,null,null,null,null,null,null,null,null,null,null,null,null,null,20,8,464,{"$f":"OFFSET(EMP!$D$1,IF($CA$1,BX466,366-BX466),BY466)","v":990},{"$f":"IF(BZ466=SUMIF(EMP!$AQ$51:$AQ$90,CB465,EMP!$BK$51:$BK$90),CB465+1,CB465)","v":2},1292,{"$f":"SUMIF(EMP!$AQ$51:$AQ$90,CB466,EMP!$BJ$51:$BJ$90)","v":1265.3626074583512}]
[null,null,null,null,null,null,null,null,null,null,null,null,null,null,null,null,null,null,null,null,null,null,null,null,null,null,null,null,null,null,null,null,null,null,null,null,null,null,null,null,null,null,null,null,null,null,null,null,null,null,null,null,null,null,null,null,null,null,null,null,null,null,null,null,null,null,null,null,null,null,null,null,null,null,null,20,9,465,{"$f":"OFFSET(EMP!$D$1,IF($CA$1,BX467,366-BX467),BY467)","v":1120},{"$f":"IF(BZ467=SUMIF(EMP!$AQ$51:$AQ$90,CB466,EMP!$BK$51:$BK$90),CB466+1,CB466)","v":2},1292,{"$f":"SUMIF(EMP!$AQ$51:$AQ$90,CB467,EMP!$BJ$51:$BJ$90)","v":1265.3626074583512}]
[null,null,null,null,null,null,null,null,null,null,null,null,null,null,null,null,null,null,null,null,null,null,null,null,null,null,null,null,null,null,null,null,null,null,null,null,null,null,null,null,null,null,null,null,null,null,null,null,null,null,null,null,null,null,null,null,null,null,null,null,null,null,null,null,null,null,null,null,null,null,null,null,null,null,null,20,10,466,{"$f":"OFFSET(EMP!$D$1,IF($CA$1,BX468,366-BX468),BY468)","v":1009},{"$f":"IF(BZ468=SUMIF(EMP!$AQ$51:$AQ$90,CB467,EMP!$BK$51:$BK$90),CB467+1,CB467)","v":2},1292,{"$f":"SUMIF(EMP!$AQ$51:$AQ$90,CB468,EMP!$BJ$51:$BJ$90)","v":1265.3626074583512}]
[null,null,null,null,null,null,null,null,null,null,null,null,null,null,null,null,null,null,null,null,null,null,null,null,null,null,null,null,null,null,null,null,null,null,null,null,null,null,null,null,null,null,null,null,null,null,null,null,null,null,null,null,null,null,null,null,null,null,null,null,null,null,null,null,null,null,null,null,null,null,null,null,null,null,null,20,11,467,{"$f":"OFFSET(EMP!$D$1,IF($CA$1,BX469,366-BX469),BY469)","v":1010},{"$f":"IF(BZ469=SUMIF(EMP!$AQ$51:$AQ$90,CB468,EMP!$BK$51:$BK$90),CB468+1,CB468)","v":2},1291.7,{"$f":"SUMIF(EMP!$AQ$51:$AQ$90,CB469,EMP!$BJ$51:$BJ$90)","v":1265.3626074583512}]
[null,null,null,null,null,null,null,null,null,null,null,null,null,null,null,null,null,null,null,null,null,null,null,null,null,null,null,null,null,null,null,null,null,null,null,null,null,null,null,null,null,null,null,null,null,null,null,null,null,null,null,null,null,null,null,null,null,null,null,null,null,null,null,null,null,null,null,null,null,null,null,null,null,null,null,20,12,468,{"$f":"OFFSET(EMP!$D$1,IF($CA$1,BX470,366-BX470),BY470)","v":1028},{"$f":"IF(BZ470=SUMIF(EMP!$AQ$51:$AQ$90,CB469,EMP!$BK$51:$BK$90),CB469+1,CB469)","v":2},1291,{"$f":"SUMIF(EMP!$AQ$51:$AQ$90,CB470,EMP!$BJ$51:$BJ$90)","v":1265.3626074583512}]
[null,null,null,null,null,null,null,null,null,null,null,null,null,null,null,null,null,null,null,null,null,null,null,null,null,null,null,null,null,null,null,null,null,null,null,null,null,null,null,null,null,null,null,null,null,null,null,null,null,null,null,null,null,null,null,null,null,null,null,null,null,null,null,null,null,null,null,null,null,null,null,null,null,null,null,20,13,469,{"$f":"OFFSET(EMP!$D$1,IF($CA$1,BX471,366-BX471),BY471)","v":970},{"$f":"IF(BZ471=SUMIF(EMP!$AQ$51:$AQ$90,CB470,EMP!$BK$51:$BK$90),CB470+1,CB470)","v":2},1291,{"$f":"SUMIF(EMP!$AQ$51:$AQ$90,CB471,EMP!$BJ$51:$BJ$90)","v":1265.3626074583512}]
[null,null,null,null,null,null,null,null,null,null,null,null,null,null,null,null,null,null,null,null,null,null,null,null,null,null,null,null,null,null,null,null,null,null,null,null,null,null,null,null,null,null,null,null,null,null,null,null,null,null,null,null,null,null,null,null,null,null,null,null,null,null,null,null,null,null,null,null,null,null,null,null,null,null,null,20,14,470,{"$f":"OFFSET(EMP!$D$1,IF($CA$1,BX472,366-BX472),BY472)","v":1004},{"$f":"IF(BZ472=SUMIF(EMP!$AQ$51:$AQ$90,CB471,EMP!$BK$51:$BK$90),CB471+1,CB471)","v":2},1291,{"$f":"SUMIF(EMP!$AQ$51:$AQ$90,CB472,EMP!$BJ$51:$BJ$90)","v":1265.3626074583512}]
[null,null,null,null,null,null,null,null,null,null,null,null,null,null,null,null,null,null,null,null,null,null,null,null,null,null,null,null,null,null,null,null,null,null,null,null,null,null,null,null,null,null,null,null,null,null,null,null,null,null,null,null,null,null,null,null,null,null,null,null,null,null,null,null,null,null,null,null,null,null,null,null,null,null,null,20,15,471,{"$f":"OFFSET(EMP!$D$1,IF($CA$1,BX473,366-BX473),BY473)","v":1038},{"$f":"IF(BZ473=SUMIF(EMP!$AQ$51:$AQ$90,CB472,EMP!$BK$51:$BK$90),CB472+1,CB472)","v":2},1291,{"$f":"SUMIF(EMP!$AQ$51:$AQ$90,CB473,EMP!$BJ$51:$BJ$90)","v":1265.3626074583512}]
[null,null,null,null,null,null,null,null,null,null,null,null,null,null,null,null,null,null,null,null,null,null,null,null,null,null,null,null,null,null,null,null,null,null,null,null,null,null,null,null,null,null,null,null,null,null,null,null,null,null,null,null,null,null,null,null,null,null,null,null,null,null,null,null,null,null,null,null,null,null,null,null,null,null,null,20,16,472,{"$f":"OFFSET(EMP!$D$1,IF($CA$1,BX474,366-BX474),BY474)","v":1062},{"$f":"IF(BZ474=SUMIF(EMP!$AQ$51:$AQ$90,CB473,EMP!$BK$51:$BK$90),CB473+1,CB473)","v":2},1291,{"$f":"SUMIF(EMP!$AQ$51:$AQ$90,CB474,EMP!$BJ$51:$BJ$90)","v":1265.3626074583512}]
[null,null,null,null,null,null,null,null,null,null,null,null,null,null,null,null,null,null,null,null,null,null,null,null,null,null,null,null,null,null,null,null,null,null,null,null,null,null,null,null,null,null,null,null,null,null,null,null,null,null,null,null,null,null,null,null,null,null,null,null,null,null,null,null,null,null,null,null,null,null,null,null,null,null,null,20,{"$f":"BY451","v":17},473,{"$f":"OFFSET(EMP!$D$1,IF($CA$1,BX475,366-BX475),BY475)","v":1062},{"$f":"IF(BZ475=SUMIF(EMP!$AQ$51:$AQ$90,CB474,EMP!$BK$51:$BK$90),CB474+1,CB474)","v":2},1291,{"$f":"SUMIF(EMP!$AQ$51:$AQ$90,CB475,EMP!$BJ$51:$BJ$90)","v":1265.3626074583512}]
[null,null,null,null,null,null,null,null,null,null,null,null,null,null,null,null,null,null,null,null,null,null,null,null,null,null,null,null,null,null,null,null,null,null,null,null,null,null,null,null,null,null,null,null,null,null,null,null,null,null,null,null,null,null,null,null,null,null,null,null,null,null,null,null,null,null,null,null,null,null,null,null,null,null,null,20,18,474,{"$f":"OFFSET(EMP!$D$1,IF($CA$1,BX476,366-BX476),BY476)","v":1094},{"$f":"IF(BZ476=SUMIF(EMP!$AQ$51:$AQ$90,CB475,EMP!$BK$51:$BK$90),CB475+1,CB475)","v":2},1291,{"$f":"SUMIF(EMP!$AQ$51:$AQ$90,CB476,EMP!$BJ$51:$BJ$90)","v":1265.3626074583512}]
[null,null,null,null,null,null,null,null,null,null,null,null,null,null,null,null,null,null,null,null,null,null,null,null,null,null,null,null,null,null,null,null,null,null,null,null,null,null,null,null,null,null,null,null,null,null,null,null,null,null,null,null,null,null,null,null,null,null,null,null,null,null,null,null,null,null,null,null,null,null,null,null,null,null,null,20,19,475,{"$f":"OFFSET(EMP!$D$1,IF($CA$1,BX477,366-BX477),BY477)","v":1260},{"$f":"IF(BZ477=SUMIF(EMP!$AQ$51:$AQ$90,CB476,EMP!$BK$51:$BK$90),CB476+1,CB476)","v":2},1290.7,{"$f":"SUMIF(EMP!$AQ$51:$AQ$90,CB477,EMP!$BJ$51:$BJ$90)","v":1265.3626074583512}]
[null,null,null,null,null,null,null,null,null,null,null,null,null,null,null,null,null,null,null,null,null,null,null,null,null,null,null,null,null,null,null,null,null,null,null,null,null,null,null,null,null,null,null,null,null,null,null,null,null,null,null,null,null,null,null,null,null,null,null,null,null,null,null,null,null,null,null,null,null,null,null,null,null,null,null,20,20,476,{"$f":"OFFSET(EMP!$D$1,IF($CA$1,BX478,366-BX478),BY478)","v":1171},{"$f":"IF(BZ478=SUMIF(EMP!$AQ$51:$AQ$90,CB477,EMP!$BK$51:$BK$90),CB477+1,CB477)","v":2},1290.0999999999999,{"$f":"SUMIF(EMP!$AQ$51:$AQ$90,CB478,EMP!$BJ$51:$BJ$90)","v":1265.3626074583512}]
[null,null,null,null,null,null,null,null,null,null,null,null,null,null,null,null,null,null,null,null,null,null,null,null,null,null,null,null,null,null,null,null,null,null,null,null,null,null,null,null,null,null,null,null,null,null,null,null,null,null,null,null,null,null,null,null,null,null,null,null,null,null,null,null,null,null,null,null,null,null,null,null,null,null,null,20,21,477,{"$f":"OFFSET(EMP!$D$1,IF($CA$1,BX479,366-BX479),BY479)","v":1230},{"$f":"IF(BZ479=SUMIF(EMP!$AQ$51:$AQ$90,CB478,EMP!$BK$51:$BK$90),CB478+1,CB478)","v":2},1290,{"$f":"SUMIF(EMP!$AQ$51:$AQ$90,CB479,EMP!$BJ$51:$BJ$90)","v":1265.3626074583512}]
[null,null,null,null,null,null,null,null,null,null,null,null,null,null,null,null,null,null,null,null,null,null,null,null,null,null,null,null,null,null,null,null,null,null,null,null,null,null,null,null,null,null,null,null,null,null,null,null,null,null,null,null,null,null,null,null,null,null,null,null,null,null,null,null,null,null,null,null,null,null,null,null,null,null,null,20,22,478,{"$f":"OFFSET(EMP!$D$1,IF($CA$1,BX480,366-BX480),BY480)","v":1143},{"$f":"IF(BZ480=SUMIF(EMP!$AQ$51:$AQ$90,CB479,EMP!$BK$51:$BK$90),CB479+1,CB479)","v":2},1289.8,{"$f":"SUMIF(EMP!$AQ$51:$AQ$90,CB480,EMP!$BJ$51:$BJ$90)","v":1265.3626074583512}]
[null,null,null,null,null,null,null,null,null,null,null,null,null,null,null,null,null,null,null,null,null,null,null,null,null,null,null,null,null,null,null,null,null,null,null,null,null,null,null,null,null,null,null,null,null,null,null,null,null,null,null,null,null,null,null,null,null,null,null,null,null,null,null,null,null,null,null,null,null,null,null,null,null,null,null,20,23,479,{"$f":"OFFSET(EMP!$D$1,IF($CA$1,BX481,366-BX481),BY481)","v":1074},{"$f":"IF(BZ481=SUMIF(EMP!$AQ$51:$AQ$90,CB480,EMP!$BK$51:$BK$90),CB480+1,CB480)","v":2},1289.3,{"$f":"SUMIF(EMP!$AQ$51:$AQ$90,CB481,EMP!$BJ$51:$BJ$90)","v":1265.3626074583512}]
[null,null,null,null,null,null,null,null,null,null,null,null,null,null,null,null,null,null,null,null,null,null,null,null,null,null,null,null,null,null,null,null,null,null,null,null,null,null,null,null,null,null,null,null,null,null,null,null,null,null,null,null,null,null,null,null,null,null,null,null,null,null,null,null,null,null,null,null,null,null,null,null,null,null,null,20,24,480,{"$f":"OFFSET(EMP!$D$1,IF($CA$1,BX482,366-BX482),BY482)","v":1008},{"$f":"IF(BZ482=SUMIF(EMP!$AQ$51:$AQ$90,CB481,EMP!$BK$51:$BK$90),CB481+1,CB481)","v":2},1289,{"$f":"SUMIF(EMP!$AQ$51:$AQ$90,CB482,EMP!$BJ$51:$BJ$90)","v":1265.3626074583512}]
[null,null,null,null,null,null,null,null,null,null,null,null,null,null,null,null,null,null,null,null,null,null,null,null,null,null,null,null,null,null,null,null,null,null,null,null,null,null,null,null,null,null,null,null,null,null,null,null,null,null,null,null,null,null,null,null,null,null,null,null,null,null,null,null,null,null,null,null,null,null,null,null,null,null,null,21,1,481,{"$f":"OFFSET(EMP!$D$1,IF($CA$1,BX483,366-BX483),BY483)","v":1005},{"$f":"IF(BZ483=SUMIF(EMP!$AQ$51:$AQ$90,CB482,EMP!$BK$51:$BK$90),CB482+1,CB482)","v":2},1289,{"$f":"SUMIF(EMP!$AQ$51:$AQ$90,CB483,EMP!$BJ$51:$BJ$90)","v":1265.3626074583512}]
[null,null,null,null,null,null,null,null,null,null,null,null,null,null,null,null,null,null,null,null,null,null,null,null,null,null,null,null,null,null,null,null,null,null,null,null,null,null,null,null,null,null,null,null,null,null,null,null,null,null,null,null,null,null,null,null,null,null,null,null,null,null,null,null,null,null,null,null,null,null,null,null,null,null,null,21,2,482,{"$f":"OFFSET(EMP!$D$1,IF($CA$1,BX484,366-BX484),BY484)","v":969},{"$f":"IF(BZ484=SUMIF(EMP!$AQ$51:$AQ$90,CB483,EMP!$BK$51:$BK$90),CB483+1,CB483)","v":2},1289,{"$f":"SUMIF(EMP!$AQ$51:$AQ$90,CB484,EMP!$BJ$51:$BJ$90)","v":1265.3626074583512}]
[null,null,null,null,null,null,null,null,null,null,null,null,null,null,null,null,null,null,null,null,null,null,null,null,null,null,null,null,null,null,null,null,null,null,null,null,null,null,null,null,null,null,null,null,null,null,null,null,null,null,null,null,null,null,null,null,null,null,null,null,null,null,null,null,null,null,null,null,null,null,null,null,null,null,null,21,3,483,{"$f":"OFFSET(EMP!$D$1,IF($CA$1,BX485,366-BX485),BY485)","v":942},{"$f":"IF(BZ485=SUMIF(EMP!$AQ$51:$AQ$90,CB484,EMP!$BK$51:$BK$90),CB484+1,CB484)","v":2},1289,{"$f":"SUMIF(EMP!$AQ$51:$AQ$90,CB485,EMP!$BJ$51:$BJ$90)","v":1265.3626074583512}]
[null,null,null,null,null,null,null,null,null,null,null,null,null,null,null,null,null,null,null,null,null,null,null,null,null,null,null,null,null,null,null,null,null,null,null,null,null,null,null,null,null,null,null,null,null,null,null,null,null,null,null,null,null,null,null,null,null,null,null,null,null,null,null,null,null,null,null,null,null,null,null,null,null,null,null,21,4,484,{"$f":"OFFSET(EMP!$D$1,IF($CA$1,BX486,366-BX486),BY486)","v":942},{"$f":"IF(BZ486=SUMIF(EMP!$AQ$51:$AQ$90,CB485,EMP!$BK$51:$BK$90),CB485+1,CB485)","v":2},1289,{"$f":"SUMIF(EMP!$AQ$51:$AQ$90,CB486,EMP!$BJ$51:$BJ$90)","v":1265.3626074583512}]
[null,null,null,null,null,null,null,null,null,null,null,null,null,null,null,null,null,null,null,null,null,null,null,null,null,null,null,null,null,null,null,null,null,null,null,null,null,null,null,null,null,null,null,null,null,null,null,null,null,null,null,null,null,null,null,null,null,null,null,null,null,null,null,null,null,null,null,null,null,null,null,null,null,null,null,21,5,485,{"$f":"OFFSET(EMP!$D$1,IF($CA$1,BX487,366-BX487),BY487)","v":972},{"$f":"IF(BZ487=SUMIF(EMP!$AQ$51:$AQ$90,CB486,EMP!$BK$51:$BK$90),CB486+1,CB486)","v":2},1288.5999999999999,{"$f":"SUMIF(EMP!$AQ$51:$AQ$90,CB487,EMP!$BJ$51:$BJ$90)","v":1265.3626074583512}]
[null,null,null,null,null,null,null,null,null,null,null,null,null,null,null,null,null,null,null,null,null,null,null,null,null,null,null,null,null,null,null,null,null,null,null,null,null,null,null,null,null,null,null,null,null,null,null,null,null,null,null,null,null,null,null,null,null,null,null,null,null,null,null,null,null,null,null,null,null,null,null,null,null,null,null,21,6,486,{"$f":"OFFSET(EMP!$D$1,IF($CA$1,BX488,366-BX488),BY488)","v":1040},{"$f":"IF(BZ488=SUMIF(EMP!$AQ$51:$AQ$90,CB487,EMP!$BK$51:$BK$90),CB487+1,CB487)","v":2},1288,{"$f":"SUMIF(EMP!$AQ$51:$AQ$90,CB488,EMP!$BJ$51:$BJ$90)","v":1265.3626074583512}]
[null,null,null,null,null,null,null,null,null,null,null,null,null,null,null,null,null,null,null,null,null,null,null,null,null,null,null,null,null,null,null,null,null,null,null,null,null,null,null,null,null,null,null,null,null,null,null,null,null,null,null,null,null,null,null,null,null,null,null,null,null,null,null,null,null,null,null,null,null,null,null,null,null,null,null,21,7,487,{"$f":"OFFSET(EMP!$D$1,IF($CA$1,BX489,366-BX489),BY489)","v":960},{"$f":"IF(BZ489=SUMIF(EMP!$AQ$51:$AQ$90,CB488,EMP!$BK$51:$BK$90),CB488+1,CB488)","v":2},1288,{"$f":"SUMIF(EMP!$AQ$51:$AQ$90,CB489,EMP!$BJ$51:$BJ$90)","v":1265.3626074583512}]
[null,null,null,null,null,null,null,null,null,null,null,null,null,null,null,null,null,null,null,null,null,null,null,null,null,null,null,null,null,null,null,null,null,null,null,null,null,null,null,null,null,null,null,null,null,null,null,null,null,null,null,null,null,null,null,null,null,null,null,null,null,null,null,null,null,null,null,null,null,null,null,null,null,null,null,21,8,488,{"$f":"OFFSET(EMP!$D$1,IF($CA$1,BX490,366-BX490),BY490)","v":902},{"$f":"IF(BZ490=SUMIF(EMP!$AQ$51:$AQ$90,CB489,EMP!$BK$51:$BK$90),CB489+1,CB489)","v":2},1288,{"$f":"SUMIF(EMP!$AQ$51:$AQ$90,CB490,EMP!$BJ$51:$BJ$90)","v":1265.3626074583512}]
[null,null,null,null,null,null,null,null,null,null,null,null,null,null,null,null,null,null,null,null,null,null,null,null,null,null,null,null,null,null,null,null,null,null,null,null,null,null,null,null,null,null,null,null,null,null,null,null,null,null,null,null,null,null,null,null,null,null,null,null,null,null,null,null,null,null,null,null,null,null,null,null,null,null,null,21,9,489,{"$f":"OFFSET(EMP!$D$1,IF($CA$1,BX491,366-BX491),BY491)","v":977},{"$f":"IF(BZ491=SUMIF(EMP!$AQ$51:$AQ$90,CB490,EMP!$BK$51:$BK$90),CB490+1,CB490)","v":2},1288,{"$f":"SUMIF(EMP!$AQ$51:$AQ$90,CB491,EMP!$BJ$51:$BJ$90)","v":1265.3626074583512}]
[null,null,null,null,null,null,null,null,null,null,null,null,null,null,null,null,null,null,null,null,null,null,null,null,null,null,null,null,null,null,null,null,null,null,null,null,null,null,null,null,null,null,null,null,null,null,null,null,null,null,null,null,null,null,null,null,null,null,null,null,null,null,null,null,null,null,null,null,null,null,null,null,null,null,null,21,10,490,{"$f":"OFFSET(EMP!$D$1,IF($CA$1,BX492,366-BX492),BY492)","v":991},{"$f":"IF(BZ492=SUMIF(EMP!$AQ$51:$AQ$90,CB491,EMP!$BK$51:$BK$90),CB491+1,CB491)","v":2},1287.7,{"$f":"SUMIF(EMP!$AQ$51:$AQ$90,CB492,EMP!$BJ$51:$BJ$90)","v":1265.3626074583512}]
[null,null,null,null,null,null,null,null,null,null,null,null,null,null,null,null,null,null,null,null,null,null,null,null,null,null,null,null,null,null,null,null,null,null,null,null,null,null,null,null,null,null,null,null,null,null,null,null,null,null,null,null,null,null,null,null,null,null,null,null,null,null,null,null,null,null,null,null,null,null,null,null,null,null,null,21,11,491,{"$f":"OFFSET(EMP!$D$1,IF($CA$1,BX493,366-BX493),BY493)","v":1010},{"$f":"IF(BZ493=SUMIF(EMP!$AQ$51:$AQ$90,CB492,EMP!$BK$51:$BK$90),CB492+1,CB492)","v":2},1287.2,{"$f":"SUMIF(EMP!$AQ$51:$AQ$90,CB493,EMP!$BJ$51:$BJ$90)","v":1265.3626074583512}]
[null,null,null,null,null,null,null,null,null,null,null,null,null,null,null,null,null,null,null,null,null,null,null,null,null,null,null,null,null,null,null,null,null,null,null,null,null,null,null,null,null,null,null,null,null,null,null,null,null,null,null,null,null,null,null,null,null,null,null,null,null,null,null,null,null,null,null,null,null,null,null,null,null,null,null,21,12,492,{"$f":"OFFSET(EMP!$D$1,IF($CA$1,BX494,366-BX494),BY494)","v":868},{"$f":"IF(BZ494=SUMIF(EMP!$AQ$51:$AQ$90,CB493,EMP!$BK$51:$BK$90),CB493+1,CB493)","v":2},1287.0999999999999,{"$f":"SUMIF(EMP!$AQ$51:$AQ$90,CB494,EMP!$BJ$51:$BJ$90)","v":1265.3626074583512}]
[null,null,null,null,null,null,null,null,null,null,null,null,null,null,null,null,null,null,null,null,null,null,null,null,null,null,null,null,null,null,null,null,null,null,null,null,null,null,null,null,null,null,null,null,null,null,null,null,null,null,null,null,null,null,null,null,null,null,null,null,null,null,null,null,null,null,null,null,null,null,null,null,null,null,null,21,13,493,{"$f":"OFFSET(EMP!$D$1,IF($CA$1,BX495,366-BX495),BY495)","v":1014},{"$f":"IF(BZ495=SUMIF(EMP!$AQ$51:$AQ$90,CB494,EMP!$BK$51:$BK$90),CB494+1,CB494)","v":2},1287,{"$f":"SUMIF(EMP!$AQ$51:$AQ$90,CB495,EMP!$BJ$51:$BJ$90)","v":1265.3626074583512}]
[null,null,null,null,null,null,null,null,null,null,null,null,null,null,null,null,null,null,null,null,null,null,null,null,null,null,null,null,null,null,null,null,null,null,null,null,null,null,null,null,null,null,null,null,null,null,null,null,null,null,null,null,null,null,null,null,null,null,null,null,null,null,null,null,null,null,null,null,null,null,null,null,null,null,null,21,14,494,{"$f":"OFFSET(EMP!$D$1,IF($CA$1,BX496,366-BX496),BY496)","v":1020},{"$f":"IF(BZ496=SUMIF(EMP!$AQ$51:$AQ$90,CB495,EMP!$BK$51:$BK$90),CB495+1,CB495)","v":2},1287,{"$f":"SUMIF(EMP!$AQ$51:$AQ$90,CB496,EMP!$BJ$51:$BJ$90)","v":1265.3626074583512}]
[null,null,null,null,null,null,null,null,null,null,null,null,null,null,null,null,null,null,null,null,null,null,null,null,null,null,null,null,null,null,null,null,null,null,null,null,null,null,null,null,null,null,null,null,null,null,null,null,null,null,null,null,null,null,null,null,null,null,null,null,null,null,null,null,null,null,null,null,null,null,null,null,null,null,null,21,15,495,{"$f":"OFFSET(EMP!$D$1,IF($CA$1,BX497,366-BX497),BY497)","v":1038},{"$f":"IF(BZ497=SUMIF(EMP!$AQ$51:$AQ$90,CB496,EMP!$BK$51:$BK$90),CB496+1,CB496)","v":2},1287,{"$f":"SUMIF(EMP!$AQ$51:$AQ$90,CB497,EMP!$BJ$51:$BJ$90)","v":1265.3626074583512}]
[null,null,null,null,null,null,null,null,null,null,null,null,null,null,null,null,null,null,null,null,null,null,null,null,null,null,null,null,null,null,null,null,null,null,null,null,null,null,null,null,null,null,null,null,null,null,null,null,null,null,null,null,null,null,null,null,null,null,null,null,null,null,null,null,null,null,null,null,null,null,null,null,null,null,null,21,16,496,{"$f":"OFFSET(EMP!$D$1,IF($CA$1,BX498,366-BX498),BY498)","v":1060},{"$f":"IF(BZ498=SUMIF(EMP!$AQ$51:$AQ$90,CB497,EMP!$BK$51:$BK$90),CB497+1,CB497)","v":2},1287,{"$f":"SUMIF(EMP!$AQ$51:$AQ$90,CB498,EMP!$BJ$51:$BJ$90)","v":1265.3626074583512}]
[null,null,null,null,null,null,null,null,null,null,null,null,null,null,null,null,null,null,null,null,null,null,null,null,null,null,null,null,null,null,null,null,null,null,null,null,null,null,null,null,null,null,null,null,null,null,null,null,null,null,null,null,null,null,null,null,null,null,null,null,null,null,null,null,null,null,null,null,null,null,null,null,null,null,null,21,17,497,{"$f":"OFFSET(EMP!$D$1,IF($CA$1,BX499,366-BX499),BY499)","v":1031},{"$f":"IF(BZ499=SUMIF(EMP!$AQ$51:$AQ$90,CB498,EMP!$BK$51:$BK$90),CB498+1,CB498)","v":2},1287,{"$f":"SUMIF(EMP!$AQ$51:$AQ$90,CB499,EMP!$BJ$51:$BJ$90)","v":1265.3626074583512}]
[null,null,null,null,null,null,null,null,null,null,null,null,null,null,null,null,null,null,null,null,null,null,null,null,null,null,null,null,null,null,null,null,null,null,null,null,null,null,null,null,null,null,null,null,null,null,null,null,null,null,null,null,null,null,null,null,null,null,null,null,null,null,null,null,null,null,null,null,null,null,null,null,null,null,null,21,18,498,{"$f":"OFFSET(EMP!$D$1,IF($CA$1,BX500,366-BX500),BY500)","v":1025},{"$f":"IF(BZ500=SUMIF(EMP!$AQ$51:$AQ$90,CB499,EMP!$BK$51:$BK$90),CB499+1,CB499)","v":2},1287,{"$f":"SUMIF(EMP!$AQ$51:$AQ$90,CB500,EMP!$BJ$51:$BJ$90)","v":1265.3626074583512}]
[null,null,null,null,null,null,null,null,null,null,null,null,null,null,null,null,null,null,null,null,null,null,null,null,null,null,null,null,null,null,null,null,null,null,null,null,null,null,null,null,null,null,null,null,null,null,null,null,null,null,null,null,null,null,null,null,null,null,null,null,null,null,null,null,null,null,null,null,null,null,null,null,null,null,null,22,4,508,{"$f":"OFFSET(EMP!$D$1,IF($CA$1,BX510,366-BX510),BY510)","v":941},{"$f":"IF(BZ510=SUMIF(EMP!$AQ$51:$AQ$90,CB509,EMP!$BK$51:$BK$90),CB509+1,CB509)","v":2},1286,{"$f":"SUMIF(EMP!$AQ$51:$AQ$90,CB510,EMP!$BJ$51:$BJ$90)","v":1265.3626074583512}]
[null,null,null,null,null,null,null,null,null,null,null,null,null,null,null,null,null,null,null,null,null,null,null,null,null,null,null,null,null,null,null,null,null,null,null,null,null,null,null,null,null,null,null,null,null,null,null,null,null,null,null,null,null,null,null,null,null,null,null,null,null,null,null,null,null,null,null,null,null,null,null,null,null,null,null,22,21,525,{"$f":"OFFSET(EMP!$D$1,IF($CA$1,BX527,366-BX527),BY527)","v":1257},{"$f":"IF(BZ527=SUMIF(EMP!$AQ$51:$AQ$90,CB526,EMP!$BK$51:$BK$90),CB526+1,CB526)","v":2},1284,{"$f":"SUMIF(EMP!$AQ$51:$AQ$90,CB527,EMP!$BJ$51:$BJ$90)","v":1265.3626074583512}]
[null,null,null,null,null,null,null,null,null,null,null,null,null,null,null,null,null,null,null,null,null,null,null,null,null,null,null,null,null,null,null,null,null,null,null,null,null,null,null,null,null,null,null,null,null,null,null,null,null,null,null,null,null,null,null,null,null,null,null,null,null,null,null,null,null,null,null,null,null,null,null,null,null,null,null,23,14,542,{"$f":"OFFSET(EMP!$D$1,IF($CA$1,BX544,366-BX544),BY544)","v":983},{"$f":"IF(BZ544=SUMIF(EMP!$AQ$51:$AQ$90,CB543,EMP!$BK$51:$BK$90),CB543+1,CB543)","v":2},1282,{"$f":"SUMIF(EMP!$AQ$51:$AQ$90,CB544,EMP!$BJ$51:$BJ$90)","v":1265.3626074583512}]
[null,null,null,null,null,null,null,null,null,null,null,null,null,null,null,null,null,null,null,null,null,null,null,null,null,null,null,null,null,null,null,null,null,null,null,null,null,null,null,null,null,null,null,null,null,null,null,null,null,null,null,null,null,null,null,null,null,null,null,null,null,null,null,null,null,null,null,null,null,null,null,null,null,null,null,23,24,552,{"$f":"OFFSET(EMP!$D$1,IF($CA$1,BX554,366-BX554),BY554)","v":1012},{"$f":"IF(BZ554=SUMIF(EMP!$AQ$51:$AQ$90,CB553,EMP!$BK$51:$BK$90),CB553+1,CB553)","v":2},1281,{"$f":"SUMIF(EMP!$AQ$51:$AQ$90,CB554,EMP!$BJ$51:$BJ$90)","v":1265.3626074583512}]
[null,null,null,null,null,null,null,null,null,null,null,null,null,null,null,null,null,null,null,null,null,null,null,null,null,null,null,null,null,null,null,null,null,null,null,null,null,null,null,null,null,null,null,null,null,null,null,null,null,null,null,null,null,null,null,null,null,null,null,null,null,null,null,null,null,null,null,null,null,null,null,null,null,null,null,{"$f":"ROUNDDOWN((BZ579-1)/24,0)+1","v":25},1,577,{"$f":"OFFSET(EMP!$D$1,IF($CA$1,BX579,366-BX579),BY579)","v":941},{"$f":"IF(BZ579=SUMIF(EMP!$AQ$51:$AQ$90,CB578,EMP!$BK$51:$BK$90),CB578+1,CB578)","v":2},1279.3,{"$f":"SUMIF(EMP!$AQ$51:$AQ$90,CB579,EMP!$BJ$51:$BJ$90)","v":1265.3626074583512}]
[null,null,null,null,null,null,null,null,null,null,null,null,null,null,null,null,null,null,null,null,null,null,null,null,null,null,null,null,null,null,null,null,null,null,null,null,null,null,null,null,null,null,null,null,null,null,null,null,null,null,null,null,null,null,null,null,null,null,null,null,null,null,null,null,null,null,null,null,null,null,null,null,null,null,null,25,18,594,{"$f":"OFFSET(EMP!$D$1,IF($CA$1,BX596,366-BX596),BY596)","v":987},{"$f":"IF(BZ596=SUMIF(EMP!$AQ$51:$AQ$90,CB595,EMP!$BK$51:$BK$90),CB595+1,CB595)","v":3},1278,{"$f":"SUMIF(EMP!$AQ$51:$AQ$90,CB596,EMP!$BJ$51:$BJ$90)","v":1218.155822963889}]
[null,null,null,null,null,null,null,null,null,null,null,null,null,null,null,null,null,null,null,null,null,null,null,null,null,null,null,null,null,null,null,null,null,null,null,null,null,null,null,null,null,null,null,null,null,null,null,null,null,null,null,null,null,null,null,null,null,null,null,null,null,null,null,null,null,null,null,null,null,null,null,null,null,null,null,26,11,611,{"$f":"OFFSET(EMP!$D$1,IF($CA$1,BX613,366-BX613),BY613)","v":1035},{"$f":"IF(BZ613=SUMIF(EMP!$AQ$51:$AQ$90,CB612,EMP!$BK$51:$BK$90),CB612+1,CB612)","v":3},1277,{"$f":"SUMIF(EMP!$AQ$51:$AQ$90,CB613,EMP!$BJ$51:$BJ$90)","v":1218.155822963889}]
[null,null,null,null,null,null,null,null,null,null,null,null,null,null,null,null,null,null,null,null,null,null,null,null,null,null,null,null,null,null,null,null,null,null,null,null,null,null,null,null,null,null,null,null,null,null,null,null,null,null,null,null,null,null,null,null,null,null,null,null,null,null,null,null,null,null,null,null,null,null,null,null,null,null,null,26,18,618,{"$f":"OFFSET(EMP!$D$1,IF($CA$1,BX620,366-BX620),BY620)","v":1080},{"$f":"IF(BZ620=SUMIF(EMP!$AQ$51:$AQ$90,CB619,EMP!$BK$51:$BK$90),CB619+1,CB619)","v":3},1276.0999999999999,{"$f":"SUMIF(EMP!$AQ$51:$AQ$90,CB620,EMP!$BJ$51:$BJ$90)","v":1218.155822963889}]
[null,null,null,null,null,null,null,null,null,null,null,null,null,null,null,null,null,null,null,null,null,null,null,null,null,null,null,null,null,null,null,null,null,null,null,null,null,null,null,null,null,null,null,null,null,null,null,null,null,null,null,null,null,null,null,null,null,null,null,null,null,null,null,null,null,null,null,null,null,null,null,null,null,null,null,27,6,630,{"$f":"OFFSET(EMP!$D$1,IF($CA$1,BX632,366-BX632),BY632)","v":1121},{"$f":"IF(BZ632=SUMIF(EMP!$AQ$51:$AQ$90,CB631,EMP!$BK$51:$BK$90),CB631+1,CB631)","v":3},1275,{"$f":"SUMIF(EMP!$AQ$51:$AQ$90,CB632,EMP!$BJ$51:$BJ$90)","v":1218.155822963889}]
[null,null,null,null,null,null,null,null,null,null,null,null,null,null,null,null,null,null,null,null,null,null,null,null,null,null,null,null,null,null,null,null,null,null,null,null,null,null,null,null,null,null,null,null,null,null,null,null,null,null,null,null,null,null,null,null,null,null,null,null,null,null,null,null,null,null,null,null,null,null,null,null,null,null,null,27,23,647,{"$f":"OFFSET(EMP!$D$1,IF($CA$1,BX649,366-BX649),BY649)","v":1164},{"$f":"IF(BZ649=SUMIF(EMP!$AQ$51:$AQ$90,CB648,EMP!$BK$51:$BK$90),CB648+1,CB648)","v":3},1273,{"$f":"SUMIF(EMP!$AQ$51:$AQ$90,CB649,EMP!$BJ$51:$BJ$90)","v":1218.155822963889}]
[null,null,null,null,null,null,null,null,null,null,null,null,null,null,null,null,null,null,null,null,null,null,null,null,null,null,null,null,null,null,null,null,null,null,null,null,null,null,null,null,null,null,null,null,null,null,null,null,null,null,null,null,null,null,null,null,null,null,null,null,null,null,null,null,null,null,null,null,null,null,null,null,null,null,null,28,20,668,{"$f":"OFFSET(EMP!$D$1,IF($CA$1,BX670,366-BX670),BY670)","v":1302},{"$f":"IF(BZ670=SUMIF(EMP!$AQ$51:$AQ$90,CB669,EMP!$BK$51:$BK$90),CB669+1,CB669)","v":3},1271,{"$f":"SUMIF(EMP!$AQ$51:$AQ$90,CB670,EMP!$BJ$51:$BJ$90)","v":1218.155822963889}]
[null,null,null,null,null,null,null,null,null,null,null,null,null,null,null,null,null,null,null,null,null,null,null,null,null,null,null,null,null,null,null,null,null,null,null,null,null,null,null,null,null,null,null,null,null,null,null,null,null,null,null,null,null,null,null,null,null,null,null,null,null,null,null,null,null,null,null,null,null,null,null,null,null,null,null,29,10,682,{"$f":"OFFSET(EMP!$D$1,IF($CA$1,BX684,366-BX684),BY684)","v":1085},{"$f":"IF(BZ684=SUMIF(EMP!$AQ$51:$AQ$90,CB683,EMP!$BK$51:$BK$90),CB683+1,CB683)","v":3},1270,{"$f":"SUMIF(EMP!$AQ$51:$AQ$90,CB684,EMP!$BJ$51:$BJ$90)","v":1218.155822963889}]
[null,null,null,null,null,null,null,null,null,null,null,null,null,null,null,null,null,null,null,null,null,null,null,null,null,null,null,null,null,null,null,null,null,null,null,null,null,null,null,null,null,null,null,null,null,null,null,null,null,null,null,null,null,null,null,null,null,null,null,null,null,null,null,null,null,null,null,null,null,null,null,null,null,null,null,30,3,699,{"$f":"OFFSET(EMP!$D$1,IF($CA$1,BX701,366-BX701),BY701)","v":1048},{"$f":"IF(BZ701=SUMIF(EMP!$AQ$51:$AQ$90,CB700,EMP!$BK$51:$BK$90),CB700+1,CB700)","v":3},1268,{"$f":"SUMIF(EMP!$AQ$51:$AQ$90,CB701,EMP!$BJ$51:$BJ$90)","v":1218.155822963889}]
[null,null,null,null,null,null,null,null,null,null,null,null,null,null,null,null,null,null,null,null,null,null,null,null,null,null,null,null,null,null,null,null,null,null,null,null,null,null,null,null,null,null,null,null,null,null,null,null,null,null,null,null,null,null,null,null,null,null,null,null,null,null,null,null,null,null,null,null,null,null,null,null,null,null,null,30,20,716,{"$f":"OFFSET(EMP!$D$1,IF($CA$1,BX718,366-BX718),BY718)","v":1242},{"$f":"IF(BZ718=SUMIF(EMP!$AQ$51:$AQ$90,CB717,EMP!$BK$51:$BK$90),CB717+1,CB717)","v":3},1266,{"$f":"SUMIF(EMP!$AQ$51:$AQ$90,CB718,EMP!$BJ$51:$BJ$90)","v":1218.155822963889}]
[null,null,null,null,null,null,null,null,null,null,null,null,null,null,null,null,null,null,null,null,null,null,null,null,null,null,null,null,null,null,null,null,null,null,null,null,null,null,null,null,null,null,null,null,null,null,null,null,null,null,null,null,null,null,null,null,null,null,null,null,null,null,null,null,null,null,null,null,null,null,null,null,null,null,null,31,15,735,{"$f":"OFFSET(EMP!$D$1,IF($CA$1,BX737,366-BX737),BY737)","v":998},{"$f":"IF(BZ737=SUMIF(EMP!$AQ$51:$AQ$90,CB736,EMP!$BK$51:$BK$90),CB736+1,CB736)","v":3},1264.3,{"$f":"SUMIF(EMP!$AQ$51:$AQ$90,CB737,EMP!$BJ$51:$BJ$90)","v":1218.155822963889}]
[null,null,null,null,null,null,null,null,null,null,null,null,null,null,null,null,null,null,null,null,null,null,null,null,null,null,null,null,null,null,null,null,null,null,null,null,null,null,null,null,null,null,null,null,null,null,null,null,null,null,null,null,null,null,null,null,null,null,null,null,null,null,null,null,null,null,null,null,null,null,null,null,null,null,null,32,7,751,{"$f":"OFFSET(EMP!$D$1,IF($CA$1,BX753,366-BX753),BY753)","v":921},{"$f":"IF(BZ753=SUMIF(EMP!$AQ$51:$AQ$90,CB752,EMP!$BK$51:$BK$90),CB752+1,CB752)","v":3},1263,{"$f":"SUMIF(EMP!$AQ$51:$AQ$90,CB753,EMP!$BJ$51:$BJ$90)","v":1218.155822963889}]
[null,null,null,null,null,null,null,null,null,null,null,null,null,null,null,null,null,null,null,null,null,null,null,null,null,null,null,null,null,null,null,null,null,null,null,null,null,null,null,null,null,null,null,null,null,null,null,null,null,null,null,null,null,null,null,null,null,null,null,null,null,null,null,null,null,null,null,null,null,null,null,null,null,null,null,32,24,768,{"$f":"OFFSET(EMP!$D$1,IF($CA$1,BX770,366-BX770),BY770)","v":1072},{"$f":"IF(BZ770=SUMIF(EMP!$AQ$51:$AQ$90,CB769,EMP!$BK$51:$BK$90),CB769+1,CB769)","v":3},1260,{"$f":"SUMIF(EMP!$AQ$51:$AQ$90,CB770,EMP!$BJ$51:$BJ$90)","v":1218.155822963889}]
[null,null,null,null,null,null,null,null,null,null,null,null,null,null,null,null,null,null,null,null,null,null,null,null,null,null,null,null,null,null,null,null,null,null,null,null,null,null,null,null,null,null,null,null,null,null,null,null,null,null,null,null,null,null,null,null,null,null,null,null,null,null,null,null,null,null,null,null,null,null,null,null,null,null,null,33,17,785,{"$f":"OFFSET(EMP!$D$1,IF($CA$1,BX787,366-BX787),BY787)","v":880},{"$f":"IF(BZ787=SUMIF(EMP!$AQ$51:$AQ$90,CB786,EMP!$BK$51:$BK$90),CB786+1,CB786)","v":3},1259,{"$f":"SUMIF(EMP!$AQ$51:$AQ$90,CB787,EMP!$BJ$51:$BJ$90)","v":1218.155822963889}]
[null,null,null,null,null,null,null,null,null,null,null,null,null,null,null,null,null,null,null,null,null,null,null,null,null,null,null,null,null,null,null,null,null,null,null,null,null,null,null,null,null,null,null,null,null,null,null,null,null,null,null,null,null,null,null,null,null,null,null,null,null,null,null,null,null,null,null,null,null,null,null,null,null,null,null,34,9,801,{"$f":"OFFSET(EMP!$D$1,IF($CA$1,BX803,366-BX803),BY803)","v":1078},{"$f":"IF(BZ803=SUMIF(EMP!$AQ$51:$AQ$90,CB802,EMP!$BK$51:$BK$90),CB802+1,CB802)","v":3},1258,{"$f":"SUMIF(EMP!$AQ$51:$AQ$90,CB803,EMP!$BJ$51:$BJ$90)","v":1218.155822963889}]
[null,null,null,null,null,null,null,null,null,null,null,null,null,null,null,null,null,null,null,null,null,null,null,null,null,null,null,null,null,null,null,null,null,null,null,null,null,null,null,null,null,null,null,null,null,null,null,null,null,null,null,null,null,null,null,null,null,null,null,null,null,null,null,null,null,null,null,null,null,null,null,null,null,null,null,35,4,820,{"$f":"OFFSET(EMP!$D$1,IF($CA$1,BX822,366-BX822),BY822)","v":1032},{"$f":"IF(BZ822=SUMIF(EMP!$AQ$51:$AQ$90,CB821,EMP!$BK$51:$BK$90),CB821+1,CB821)","v":3},1256.7,{"$f":"SUMIF(EMP!$AQ$51:$AQ$90,CB822,EMP!$BJ$51:$BJ$90)","v":1218.155822963889}]
[null,null,null,null,null,null,null,null,null,null,null,null,null,null,null,null,null,null,null,null,null,null,null,null,null,null,null,null,null,null,null,null,null,null,null,null,null,null,null,null,null,null,null,null,null,null,null,null,null,null,null,null,null,null,null,null,null,null,null,null,null,null,null,null,null,null,null,null,null,null,null,null,null,null,null,35,21,837,{"$f":"OFFSET(EMP!$D$1,IF($CA$1,BX839,366-BX839),BY839)","v":1272},{"$f":"IF(BZ839=SUMIF(EMP!$AQ$51:$AQ$90,CB838,EMP!$BK$51:$BK$90),CB838+1,CB838)","v":3},1255,{"$f":"SUMIF(EMP!$AQ$51:$AQ$90,CB839,EMP!$BJ$51:$BJ$90)","v":1218.155822963889}]
[null,null,null,null,null,null,null,null,null,null,null,null,null,null,null,null,null,null,null,null,null,null,null,null,null,null,null,null,null,null,null,null,null,null,null,null,null,null,null,null,null,null,null,null,null,null,null,null,null,null,null,null,null,null,null,null,null,null,null,null,null,null,null,null,null,null,null,null,null,null,null,null,null,null,null,36,12,852,{"$f":"OFFSET(EMP!$D$1,IF($CA$1,BX854,366-BX854),BY854)","v":1151.0999999999999},{"$f":"IF(BZ854=SUMIF(EMP!$AQ$51:$AQ$90,CB853,EMP!$BK$51:$BK$90),CB853+1,CB853)","v":3},1253,{"$f":"SUMIF(EMP!$AQ$51:$AQ$90,CB854,EMP!$BJ$51:$BJ$90)","v":1218.155822963889}]
[null,null,null,null,null,null,null,null,null,null,null,null,null,null,null,null,null,null,null,null,null,null,null,null,null,null,null,null,null,null,null,null,null,null,null,null,null,null,null,null,null,null,null,null,null,null,null,null,null,null,null,null,null,null,null,null,null,null,null,null,null,null,null,null,null,null,null,null,null,null,null,null,null,null,null,37,8,872,{"$f":"OFFSET(EMP!$D$1,IF($CA$1,BX874,366-BX874),BY874)","v":880},{"$f":"IF(BZ874=SUMIF(EMP!$AQ$51:$AQ$90,CB873,EMP!$BK$51:$BK$90),CB873+1,CB873)","v":3},1251,{"$f":"SUMIF(EMP!$AQ$51:$AQ$90,CB874,EMP!$BJ$51:$BJ$90)","v":1218.155822963889}]
[null,null,null,null,null,null,null,null,null,null,null,null,null,null,null,null,null,null,null,null,null,null,null,null,null,null,null,null,null,null,null,null,null,null,null,null,null,null,null,null,null,null,null,null,null,null,null,null,null,null,null,null,null,null,null,null,null,null,null,null,null,null,null,null,null,null,null,null,null,null,null,null,null,null,null,37,9,873,{"$f":"OFFSET(EMP!$D$1,IF($CA$1,BX875,366-BX875),BY875)","v":925},{"$f":"IF(BZ875=SUMIF(EMP!$AQ$51:$AQ$90,CB874,EMP!$BK$51:$BK$90),CB874+1,CB874)","v":3},1251,{"$f":"SUMIF(EMP!$AQ$51:$AQ$90,CB875,EMP!$BJ$51:$BJ$90)","v":1218.155822963889}]
[null,null,null,null,null,null,null,null,null,null,null,null,null,null,null,null,null,null,null,null,null,null,null,null,null,null,null,null,null,null,null,null,null,null,null,null,null,null,null,null,null,null,null,null,null,null,null,null,null,null,null,null,null,null,null,null,null,null,null,null,null,null,null,null,null,null,null,null,null,null,null,null,null,null,null,38,2,890,{"$f":"OFFSET(EMP!$D$1,IF($CA$1,BX892,366-BX892),BY892)","v":1086},{"$f":"IF(BZ892=SUMIF(EMP!$AQ$51:$AQ$90,CB891,EMP!$BK$51:$BK$90),CB891+1,CB891)","v":3},1249,{"$f":"SUMIF(EMP!$AQ$51:$AQ$90,CB892,EMP!$BJ$51:$BJ$90)","v":1218.155822963889}]
[null,null,null,null,null,null,null,null,null,null,null,null,null,null,null,null,null,null,null,null,null,null,null,null,null,null,null,null,null,null,null,null,null,null,null,null,null,null,null,null,null,null,null,null,null,null,null,null,null,null,null,null,null,null,null,null,null,null,null,null,null,null,null,null,null,null,null,null,null,null,null,null,null,null,null,39,6,918,{"$f":"OFFSET(EMP!$D$1,IF($CA$1,BX920,366-BX920),BY920)","v":1040},{"$f":"IF(BZ920=SUMIF(EMP!$AQ$51:$AQ$90,CB919,EMP!$BK$51:$BK$90),CB919+1,CB919)","v":3},1247,{"$f":"SUMIF(EMP!$AQ$51:$AQ$90,CB920,EMP!$BJ$51:$BJ$90)","v":1218.155822963889}]
[null,null,null,null,null,null,null,null,null,null,null,null,null,null,null,null,null,null,null,null,null,null,null,null,null,null,null,null,null,null,null,null,null,null,null,null,null,null,null,null,null,null,null,null,null,null,null,null,null,null,null,null,null,null,null,null,null,null,null,null,null,null,null,null,null,null,null,null,null,null,null,null,null,null,null,39,13,925,{"$f":"OFFSET(EMP!$D$1,IF($CA$1,BX927,366-BX927),BY927)","v":941},{"$f":"IF(BZ927=SUMIF(EMP!$AQ$51:$AQ$90,CB926,EMP!$BK$51:$BK$90),CB926+1,CB926)","v":3},1246,{"$f":"SUMIF(EMP!$AQ$51:$AQ$90,CB927,EMP!$BJ$51:$BJ$90)","v":1218.155822963889}]
[null,null,null,null,null,null,null,null,null,null,null,null,null,null,null,null,null,null,null,null,null,null,null,null,null,null,null,null,null,null,null,null,null,null,null,null,null,null,null,null,null,null,null,null,null,null,null,null,null,null,null,null,null,null,null,null,null,null,null,null,null,null,null,null,null,null,null,null,null,null,null,null,null,null,null,40,6,942,{"$f":"OFFSET(EMP!$D$1,IF($CA$1,BX944,366-BX944),BY944)","v":1053},{"$f":"IF(BZ944=SUMIF(EMP!$AQ$51:$AQ$90,CB943,EMP!$BK$51:$BK$90),CB943+1,CB943)","v":3},1245,{"$f":"SUMIF(EMP!$AQ$51:$AQ$90,CB944,EMP!$BJ$51:$BJ$90)","v":1218.155822963889}]
[null,null,null,null,null,null,null,null,null,null,null,null,null,null,null,null,null,null,null,null,null,null,null,null,null,null,null,null,null,null,null,null,null,null,null,null,null,null,null,null,null,null,null,null,null,null,null,null,null,null,null,null,null,null,null,null,null,null,null,null,null,null,null,null,null,null,null,null,null,null,null,null,null,null,null,41,8,968,{"$f":"OFFSET(EMP!$D$1,IF($CA$1,BX970,366-BX970),BY970)","v":1044},{"$f":"IF(BZ970=SUMIF(EMP!$AQ$51:$AQ$90,CB969,EMP!$BK$51:$BK$90),CB969+1,CB969)","v":3},1243,{"$f":"SUMIF(EMP!$AQ$51:$AQ$90,CB970,EMP!$BJ$51:$BJ$90)","v":1218.155822963889}]
[null,null,null,null,null,null,null,null,null,null,null,null,null,null,null,null,null,null,null,null,null,null,null,null,null,null,null,null,null,null,null,null,null,null,null,null,null,null,null,null,null,null,null,null,null,null,null,null,null,null,null,null,null,null,null,null,null,null,null,null,null,null,null,null,null,null,null,null,null,null,null,null,null,null,null,41,17,977,{"$f":"OFFSET(EMP!$D$1,IF($CA$1,BX979,366-BX979),BY979)","v":1110},{"$f":"IF(BZ979=SUMIF(EMP!$AQ$51:$AQ$90,CB978,EMP!$BK$51:$BK$90),CB978+1,CB978)","v":3},1242,{"$f":"SUMIF(EMP!$AQ$51:$AQ$90,CB979,EMP!$BJ$51:$BJ$90)","v":1218.155822963889}]
[null,null,null,null,null,null,null,null,null,null,null,null,null,null,null,null,null,null,null,null,null,null,null,null,null,null,null,null,null,null,null,null,null,null,null,null,null,null,null,null,null,null,null,null,null,null,null,null,null,null,null,null,null,null,null,null,null,null,null,null,null,null,null,null,null,null,null,null,null,null,null,null,null,null,null,42,10,994,{"$f":"OFFSET(EMP!$D$1,IF($CA$1,BX996,366-BX996),BY996)","v":1115},{"$f":"IF(BZ996=SUMIF(EMP!$AQ$51:$AQ$90,CB995,EMP!$BK$51:$BK$90),CB995+1,CB995)","v":3},1240,{"$f":"SUMIF(EMP!$AQ$51:$AQ$90,CB996,EMP!$BJ$51:$BJ$90)","v":1218.155822963889}]
[null,null,null,null,null,null,null,null,null,null,null,null,null,null,null,null,null,null,null,null,null,null,null,null,null,null,null,null,null,null,null,null,null,null,null,null,null,null,null,null,null,null,null,null,null,null,null,null,null,null,null,null,null,null,null,null,null,null,null,null,null,null,null,null,null,null,null,null,null,null,null,null,null,null,null,43,3,1011,{"$f":"OFFSET(EMP!$D$1,IF($CA$1,BX1013,366-BX1013),BY1013)","v":1033},{"$f":"IF(BZ1013=SUMIF(EMP!$AQ$51:$AQ$90,CB1012,EMP!$BK$51:$BK$90),CB1012+1,CB1012)","v":3},1239,{"$f":"SUMIF(EMP!$AQ$51:$AQ$90,CB1013,EMP!$BJ$51:$BJ$90)","v":1218.155822963889}]
[null,null,null,null,null,null,null,null,null,null,null,null,null,null,null,null,null,null,null,null,null,null,null,null,null,null,null,null,null,null,null,null,null,null,null,null,null,null,null,null,null,null,null,null,null,null,null,null,null,null,null,null,null,null,null,null,null,null,null,null,null,null,null,null,null,null,null,null,null,null,null,null,null,null,null,44,3,1035,{"$f":"OFFSET(EMP!$D$1,IF($CA$1,BX1037,366-BX1037),BY1037)","v":1070},{"$f":"IF(BZ1037=SUMIF(EMP!$AQ$51:$AQ$90,CB1036,EMP!$BK$51:$BK$90),CB1036+1,CB1036)","v":3},1236,{"$f":"SUMIF(EMP!$AQ$51:$AQ$90,CB1037,EMP!$BJ$51:$BJ$90)","v":1218.155822963889}]
[null,null,null,null,null,null,null,null,null,null,null,null,null,null,null,null,null,null,null,null,null,null,null,null,null,null,null,null,null,null,null,null,null,null,null,null,null,null,null,null,null,null,null,null,null,null,null,null,null,null,null,null,null,null,null,null,null,null,null,null,null,null,null,null,null,null,null,null,null,null,null,null,null,null,null,44,14,1046,{"$f":"OFFSET(EMP!$D$1,IF($CA$1,BX1048,366-BX1048),BY1048)","v":1117},{"$f":"IF(BZ1048=SUMIF(EMP!$AQ$51:$AQ$90,CB1047,EMP!$BK$51:$BK$90),CB1047+1,CB1047)","v":3},1234.0999999999999,{"$f":"SUMIF(EMP!$AQ$51:$AQ$90,CB1048,EMP!$BJ$51:$BJ$90)","v":1218.155822963889}]
[null,null,null,null,null,null,null,null,null,null,null,null,null,null,null,null,null,null,null,null,null,null,null,null,null,null,null,null,null,null,null,null,null,null,null,null,null,null,null,null,null,null,null,null,null,null,null,null,null,null,null,null,null,null,null,null,null,null,null,null,null,null,null,null,null,null,null,null,null,null,null,null,null,null,null,45,7,1063,{"$f":"OFFSET(EMP!$D$1,IF($CA$1,BX1065,366-BX1065),BY1065)","v":1002},{"$f":"IF(BZ1065=SUMIF(EMP!$AQ$51:$AQ$90,CB1064,EMP!$BK$51:$BK$90),CB1064+1,CB1064)","v":3},1233,{"$f":"SUMIF(EMP!$AQ$51:$AQ$90,CB1065,EMP!$BJ$51:$BJ$90)","v":1218.155822963889}]
[null,null,null,null,null,null,null,null,null,null,null,null,null,null,null,null,null,null,null,null,null,null,null,null,null,null,null,null,null,null,null,null,null,null,null,null,null,null,null,null,null,null,null,null,null,null,null,null,null,null,null,null,null,null,null,null,null,null,null,null,null,null,null,null,null,null,null,null,null,null,null,null,null,null,null,45,24,1080,{"$f":"OFFSET(EMP!$D$1,IF($CA$1,BX1082,366-BX1082),BY1082)","v":840},{"$f":"IF(BZ1082=SUMIF(EMP!$AQ$51:$AQ$90,CB1081,EMP!$BK$51:$BK$90),CB1081+1,CB1081)","v":3},1232,{"$f":"SUMIF(EMP!$AQ$51:$AQ$90,CB1082,EMP!$BJ$51:$BJ$90)","v":1218.155822963889}]
[null,null,null,null,null,null,null,null,null,null,null,null,null,null,null,null,null,null,null,null,null,null,null,null,null,null,null,null,null,null,null,null,null,null,null,null,null,null,null,null,null,null,null,null,null,null,null,null,null,null,null,null,null,null,null,null,null,null,null,null,null,null,null,null,null,null,null,null,null,null,null,null,null,null,null,46,4,1084,{"$f":"OFFSET(EMP!$D$1,IF($CA$1,BX1086,366-BX1086),BY1086)","v":829},{"$f":"IF(BZ1086=SUMIF(EMP!$AQ$51:$AQ$90,CB1085,EMP!$BK$51:$BK$90),CB1085+1,CB1085)","v":3},1231.8,{"$f":"SUMIF(EMP!$AQ$51:$AQ$90,CB1086,EMP!$BJ$51:$BJ$90)","v":1218.155822963889}]
[null,null,null,null,null,null,null,null,null,null,null,null,null,null,null,null,null,null,null,null,null,null,null,null,null,null,null,null,null,null,null,null,null,null,null,null,null,null,null,null,null,null,null,null,null,null,null,null,null,null,null,null,null,null,null,null,null,null,null,null,null,null,null,null,null,null,null,null,null,null,null,null,null,null,null,47,11,1115,{"$f":"OFFSET(EMP!$D$1,IF($CA$1,BX1117,366-BX1117),BY1117)","v":1103},{"$f":"IF(BZ1117=SUMIF(EMP!$AQ$51:$AQ$90,CB1116,EMP!$BK$51:$BK$90),CB1116+1,CB1116)","v":3},1229,{"$f":"SUMIF(EMP!$AQ$51:$AQ$90,CB1117,EMP!$BJ$51:$BJ$90)","v":1218.155822963889}]
[null,null,null,null,null,null,null,null,null,null,null,null,null,null,null,null,null,null,null,null,null,null,null,null,null,null,null,null,null,null,null,null,null,null,null,null,null,null,null,null,null,null,null,null,null,null,null,null,null,null,null,null,null,null,null,null,null,null,null,null,null,null,null,null,null,null,null,null,null,null,null,null,null,null,null,48,4,1132,{"$f":"OFFSET(EMP!$D$1,IF($CA$1,BX1134,366-BX1134),BY1134)","v":974},{"$f":"IF(BZ1134=SUMIF(EMP!$AQ$51:$AQ$90,CB1133,EMP!$BK$51:$BK$90),CB1133+1,CB1133)","v":3},1228,{"$f":"SUMIF(EMP!$AQ$51:$AQ$90,CB1134,EMP!$BJ$51:$BJ$90)","v":1218.155822963889}]
[null,null,null,null,null,null,null,null,null,null,null,null,null,null,null,null,null,null,null,null,null,null,null,null,null,null,null,null,null,null,null,null,null,null,null,null,null,null,null,null,null,null,null,null,null,null,null,null,null,null,null,null,null,null,null,null,null,null,null,null,null,null,null,null,null,null,null,null,null,null,null,null,null,null,null,48,6,1134,{"$f":"OFFSET(EMP!$D$1,IF($CA$1,BX1136,366-BX1136),BY1136)","v":1069},{"$f":"IF(BZ1136=SUMIF(EMP!$AQ$51:$AQ$90,CB1135,EMP!$BK$51:$BK$90),CB1135+1,CB1135)","v":3},1228,{"$f":"SUMIF(EMP!$AQ$51:$AQ$90,CB1136,EMP!$BJ$51:$BJ$90)","v":1218.155822963889}]
[null,null,null,null,null,null,null,null,null,null,null,null,null,null,null,null,null,null,null,null,null,null,null,null,null,null,null,null,null,null,null,null,null,null,null,null,null,null,null,null,null,null,null,null,null,null,null,null,null,null,null,null,null,null,null,null,null,null,null,null,null,null,null,null,null,null,null,null,null,null,null,null,null,null,null,48,23,1151,{"$f":"OFFSET(EMP!$D$1,IF($CA$1,BX1153,366-BX1153),BY1153)","v":1130},{"$f":"IF(BZ1153=SUMIF(EMP!$AQ$51:$AQ$90,CB1152,EMP!$BK$51:$BK$90),CB1152+1,CB1152)","v":3},1227,{"$f":"SUMIF(EMP!$AQ$51:$AQ$90,CB1153,EMP!$BJ$51:$BJ$90)","v":1218.155822963889}]
[null,null,null,null,null,null,null,null,null,null,null,null,null,null,null,null,null,null,null,null,null,null,null,null,null,null,null,null,null,null,null,null,null,null,null,null,null,null,null,null,null,null,null,null,null,null,null,null,null,null,null,null,null,null,null,null,null,null,null,null,null,null,null,null,null,null,null,null,null,null,null,null,null,null,null,49,16,1168,{"$f":"OFFSET(EMP!$D$1,IF($CA$1,BX1170,366-BX1170),BY1170)","v":1078},{"$f":"IF(BZ1170=SUMIF(EMP!$AQ$51:$AQ$90,CB1169,EMP!$BK$51:$BK$90),CB1169+1,CB1169)","v":3},1225,{"$f":"SUMIF(EMP!$AQ$51:$AQ$90,CB1170,EMP!$BJ$51:$BJ$90)","v":1218.155822963889}]
[null,null,null,null,null,null,null,null,null,null,null,null,null,null,null,null,null,null,null,null,null,null,null,null,null,null,null,null,null,null,null,null,null,null,null,null,null,null,null,null,null,null,null,null,null,null,null,null,null,null,null,null,null,null,null,null,null,null,null,null,null,null,null,null,null,null,null,null,null,null,null,null,null,null,null,50,9,1185,{"$f":"OFFSET(EMP!$D$1,IF($CA$1,BX1187,366-BX1187),BY1187)","v":1102},{"$f":"IF(BZ1187=SUMIF(EMP!$AQ$51:$AQ$90,CB1186,EMP!$BK$51:$BK$90),CB1186+1,CB1186)","v":3},1224,{"$f":"SUMIF(EMP!$AQ$51:$AQ$90,CB1187,EMP!$BJ$51:$BJ$90)","v":1218.155822963889}]
[null,null,null,null,null,null,null,null,null,null,null,null,null,null,null,null,null,null,null,null,null,null,null,null,null,null,null,null,null,null,null,null,null,null,null,null,null,null,null,null,null,null,null,null,null,null,null,null,null,null,null,null,null,null,null,null,null,null,null,null,null,null,null,null,null,null,null,null,null,null,null,null,null,null,null,51,1,1201,{"$f":"OFFSET(EMP!$D$1,IF($CA$1,BX1203,366-BX1203),BY1203)","v":1067},{"$f":"IF(BZ1203=SUMIF(EMP!$AQ$51:$AQ$90,CB1202,EMP!$BK$51:$BK$90),CB1202+1,CB1202)","v":3},1223.0999999999999,{"$f":"SUMIF(EMP!$AQ$51:$AQ$90,CB1203,EMP!$BJ$51:$BJ$90)","v":1218.155822963889}]
[null,null,null,null,null,null,null,null,null,null,null,null,null,null,null,null,null,null,null,null,null,null,null,null,null,null,null,null,null,null,null,null,null,null,null,null,null,null,null,null,null,null,null,null,null,null,null,null,null,null,null,null,null,null,null,null,null,null,null,null,null,null,null,null,null,null,null,null,null,null,null,null,null,null,null,51,20,1220,{"$f":"OFFSET(EMP!$D$1,IF($CA$1,BX1222,366-BX1222),BY1222)","v":1287},{"$f":"IF(BZ1222=SUMIF(EMP!$AQ$51:$AQ$90,CB1221,EMP!$BK$51:$BK$90),CB1221+1,CB1221)","v":4},1222,{"$f":"SUMIF(EMP!$AQ$51:$AQ$90,CB1222,EMP!$BJ$51:$BJ$90)","v":1176.3342628715443}]
[null,null,null,null,null,null,null,null,null,null,null,null,null,null,null,null,null,null,null,null,null,null,null,null,null,null,null,null,null,null,null,null,null,null,null,null,null,null,null,null,null,null,null,null,null,null,null,null,null,null,null,null,null,null,null,null,null,null,null,null,null,null,null,null,null,null,null,null,null,null,null,null,null,null,null,52,13,1237,{"$f":"OFFSET(EMP!$D$1,IF($CA$1,BX1239,366-BX1239),BY1239)","v":956},{"$f":"IF(BZ1239=SUMIF(EMP!$AQ$51:$AQ$90,CB1238,EMP!$BK$51:$BK$90),CB1238+1,CB1238)","v":4},1221,{"$f":"SUMIF(EMP!$AQ$51:$AQ$90,CB1239,EMP!$BJ$51:$BJ$90)","v":1176.3342628715443}]
[null,null,null,null,null,null,null,null,null,null,null,null,null,null,null,null,null,null,null,null,null,null,null,null,null,null,null,null,null,null,null,null,null,null,null,null,null,null,null,null,null,null,null,null,null,null,null,null,null,null,null,null,null,null,null,null,null,null,null,null,null,null,null,null,null,null,null,null,null,null,null,null,null,null,null,53,6,1254,{"$f":"OFFSET(EMP!$D$1,IF($CA$1,BX1256,366-BX1256),BY1256)","v":1079},{"$f":"IF(BZ1256=SUMIF(EMP!$AQ$51:$AQ$90,CB1255,EMP!$BK$51:$BK$90),CB1255+1,CB1255)","v":4},1219,{"$f":"SUMIF(EMP!$AQ$51:$AQ$90,CB1256,EMP!$BJ$51:$BJ$90)","v":1176.3342628715443}]
[null,null,null,null,null,null,null,null,null,null,null,null,null,null,null,null,null,null,null,null,null,null,null,null,null,null,null,null,null,null,null,null,null,null,null,null,null,null,null,null,null,null,null,null,null,null,null,null,null,null,null,null,null,null,null,null,null,null,null,null,null,null,null,null,null,null,null,null,null,null,null,null,null,null,null,53,19,1267,{"$f":"OFFSET(EMP!$D$1,IF($CA$1,BX1269,366-BX1269),BY1269)","v":1170},{"$f":"IF(BZ1269=SUMIF(EMP!$AQ$51:$AQ$90,CB1268,EMP!$BK$51:$BK$90),CB1268+1,CB1268)","v":4},1218,{"$f":"SUMIF(EMP!$AQ$51:$AQ$90,CB1269,EMP!$BJ$51:$BJ$90)","v":1176.3342628715443}]
[null,null,null,null,null,null,null,null,null,null,null,null,null,null,null,null,null,null,null,null,null,null,null,null,null,null,null,null,null,null,null,null,null,null,null,null,null,null,null,null,null,null,null,null,null,null,null,null,null,null,null,null,null,null,null,null,null,null,null,null,null,null,null,null,null,null,null,null,null,null,null,null,null,null,null,54,17,1289,{"$f":"OFFSET(EMP!$D$1,IF($CA$1,BX1291,366-BX1291),BY1291)","v":1173},{"$f":"IF(BZ1291=SUMIF(EMP!$AQ$51:$AQ$90,CB1290,EMP!$BK$51:$BK$90),CB1290+1,CB1290)","v":4},1217,{"$f":"SUMIF(EMP!$AQ$51:$AQ$90,CB1291,EMP!$BJ$51:$BJ$90)","v":1176.3342628715443}]
[null,null,null,null,null,null,null,null,null,null,null,null,null,null,null,null,null,null,null,null,null,null,null,null,null,null,null,null,null,null,null,null,null,null,null,null,null,null,null,null,null,null,null,null,null,null,null,null,null,null,null,null,null,null,null,null,null,null,null,null,null,null,null,null,null,null,null,null,null,null,null,null,null,null,null,55,10,1306,{"$f":"OFFSET(EMP!$D$1,IF($CA$1,BX1308,366-BX1308),BY1308)","v":1170},{"$f":"IF(BZ1308=SUMIF(EMP!$AQ$51:$AQ$90,CB1307,EMP!$BK$51:$BK$90),CB1307+1,CB1307)","v":4},1216,{"$f":"SUMIF(EMP!$AQ$51:$AQ$90,CB1308,EMP!$BJ$51:$BJ$90)","v":1176.3342628715443}]
[null,null,null,null,null,null,null,null,null,null,null,null,null,null,null,null,null,null,null,null,null,null,null,null,null,null,null,null,null,null,null,null,null,null,null,null,null,null,null,null,null,null,null,null,null,null,null,null,null,null,null,null,null,null,null,null,null,null,null,null,null,null,null,null,null,null,null,null,null,null,null,null,null,null,null,55,22,1318,{"$f":"OFFSET(EMP!$D$1,IF($CA$1,BX1320,366-BX1320),BY1320)","v":1249},{"$f":"IF(BZ1320=SUMIF(EMP!$AQ$51:$AQ$90,CB1319,EMP!$BK$51:$BK$90),CB1319+1,CB1319)","v":4},1215,{"$f":"SUMIF(EMP!$AQ$51:$AQ$90,CB1320,EMP!$BJ$51:$BJ$90)","v":1176.3342628715443}]
[null,null,null,null,null,null,null,null,null,null,null,null,null,null,null,null,null,null,null,null,null,null,null,null,null,null,null,null,null,null,null,null,null,null,null,null,null,null,null,null,null,null,null,null,null,null,null,null,null,null,null,null,null,null,null,null,null,null,null,null,null,null,null,null,null,null,null,null,null,null,null,null,null,null,null,56,21,1341,{"$f":"OFFSET(EMP!$D$1,IF($CA$1,BX1343,366-BX1343),BY1343)","v":1295.8},{"$f":"IF(BZ1343=SUMIF(EMP!$AQ$51:$AQ$90,CB1342,EMP!$BK$51:$BK$90),CB1342+1,CB1342)","v":4},1213,{"$f":"SUMIF(EMP!$AQ$51:$AQ$90,CB1343,EMP!$BJ$51:$BJ$90)","v":1176.3342628715443}]
[null,null,null,null,null,null,null,null,null,null,null,null,null,null,null,null,null,null,null,null,null,null,null,null,null,null,null,null,null,null,null,null,null,null,null,null,null,null,null,null,null,null,null,null,null,null,null,null,null,null,null,null,null,null,null,null,null,null,null,null,null,null,null,null,null,null,null,null,null,null,null,null,null,null,null,57,14,1358,{"$f":"OFFSET(EMP!$D$1,IF($CA$1,BX1360,366-BX1360),BY1360)","v":1158},{"$f":"IF(BZ1360=SUMIF(EMP!$AQ$51:$AQ$90,CB1359,EMP!$BK$51:$BK$90),CB1359+1,CB1359)","v":4},1212,{"$f":"SUMIF(EMP!$AQ$51:$AQ$90,CB1360,EMP!$BJ$51:$BJ$90)","v":1176.3342628715443}]
[null,null,null,null,null,null,null,null,null,null,null,null,null,null,null,null,null,null,null,null,null,null,null,null,null,null,null,null,null,null,null,null,null,null,null,null,null,null,null,null,null,null,null,null,null,null,null,null,null,null,null,null,null,null,null,null,null,null,null,null,null,null,null,null,null,null,null,null,null,null,null,null,null,null,null,58,7,1375,{"$f":"OFFSET(EMP!$D$1,IF($CA$1,BX1377,366-BX1377),BY1377)","v":1041},{"$f":"IF(BZ1377=SUMIF(EMP!$AQ$51:$AQ$90,CB1376,EMP!$BK$51:$BK$90),CB1376+1,CB1376)","v":4},1211,{"$f":"SUMIF(EMP!$AQ$51:$AQ$90,CB1377,EMP!$BJ$51:$BJ$90)","v":1176.3342628715443}]
[null,null,null,null,null,null,null,null,null,null,null,null,null,null,null,null,null,null,null,null,null,null,null,null,null,null,null,null,null,null,null,null,null,null,null,null,null,null,null,null,null,null,null,null,null,null,null,null,null,null,null,null,null,null,null,null,null,null,null,null,null,null,null,null,null,null,null,null,null,null,null,null,null,null,null,58,16,1384,{"$f":"OFFSET(EMP!$D$1,IF($CA$1,BX1386,366-BX1386),BY1386)","v":1067},{"$f":"IF(BZ1386=SUMIF(EMP!$AQ$51:$AQ$90,CB1385,EMP!$BK$51:$BK$90),CB1385+1,CB1385)","v":4},1210,{"$f":"SUMIF(EMP!$AQ$51:$AQ$90,CB1386,EMP!$BJ$51:$BJ$90)","v":1176.3342628715443}]
[null,null,null,null,null,null,null,null,null,null,null,null,null,null,null,null,null,null,null,null,null,null,null,null,null,null,null,null,null,null,null,null,null,null,null,null,null,null,null,null,null,null,null,null,null,null,null,null,null,null,null,null,null,null,null,null,null,null,null,null,null,null,null,null,null,null,null,null,null,null,null,null,null,null,null,59,2,1394,{"$f":"OFFSET(EMP!$D$1,IF($CA$1,BX1396,366-BX1396),BY1396)","v":1051},{"$f":"IF(BZ1396=SUMIF(EMP!$AQ$51:$AQ$90,CB1395,EMP!$BK$51:$BK$90),CB1395+1,CB1395)","v":4},1210,{"$f":"SUMIF(EMP!$AQ$51:$AQ$90,CB1396,EMP!$BJ$51:$BJ$90)","v":1176.3342628715443}]
[null,null,null,null,null,null,null,null,null,null,null,null,null,null,null,null,null,null,null,null,null,null,null,null,null,null,null,null,null,null,null,null,null,null,null,null,null,null,null,null,null,null,null,null,null,null,null,null,null,null,null,null,null,null,null,null,null,null,null,null,null,null,null,null,null,null,null,null,null,null,null,null,null,null,null,59,19,1411,{"$f":"OFFSET(EMP!$D$1,IF($CA$1,BX1413,366-BX1413),BY1413)","v":1244},{"$f":"IF(BZ1413=SUMIF(EMP!$AQ$51:$AQ$90,CB1412,EMP!$BK$51:$BK$90),CB1412+1,CB1412)","v":4},1209,{"$f":"SUMIF(EMP!$AQ$51:$AQ$90,CB1413,EMP!$BJ$51:$BJ$90)","v":1176.3342628715443}]
[null,null,null,null,null,null,null,null,null,null,null,null,null,null,null,null,null,null,null,null,null,null,null,null,null,null,null,null,null,null,null,null,null,null,null,null,null,null,null,null,null,null,null,null,null,null,null,null,null,null,null,null,null,null,null,null,null,null,null,null,null,null,null,null,null,null,null,null,null,null,null,null,null,null,null,60,18,1434,{"$f":"OFFSET(EMP!$D$1,IF($CA$1,BX1436,366-BX1436),BY1436)","v":1086},{"$f":"IF(BZ1436=SUMIF(EMP!$AQ$51:$AQ$90,CB1435,EMP!$BK$51:$BK$90),CB1435+1,CB1435)","v":4},1207,{"$f":"SUMIF(EMP!$AQ$51:$AQ$90,CB1436,EMP!$BJ$51:$BJ$90)","v":1176.3342628715443}]
[null,null,null,null,null,null,null,null,null,null,null,null,null,null,null,null,null,null,null,null,null,null,null,null,null,null,null,null,null,null,null,null,null,null,null,null,null,null,null,null,null,null,null,null,null,null,null,null,null,null,null,null,null,null,null,null,null,null,null,null,null,null,null,null,null,null,null,null,null,null,null,null,null,null,null,61,6,1446,{"$f":"OFFSET(EMP!$D$1,IF($CA$1,BX1448,366-BX1448),BY1448)","v":1075},{"$f":"IF(BZ1448=SUMIF(EMP!$AQ$51:$AQ$90,CB1447,EMP!$BK$51:$BK$90),CB1447+1,CB1447)","v":4},1206.5999999999999,{"$f":"SUMIF(EMP!$AQ$51:$AQ$90,CB1448,EMP!$BJ$51:$BJ$90)","v":1176.3342628715443}]
[null,null,null,null,null,null,null,null,null,null,null,null,null,null,null,null,null,null,null,null,null,null,null,null,null,null,null,null,null,null,null,null,null,null,null,null,null,null,null,null,null,null,null,null,null,null,null,null,null,null,null,null,null,null,null,null,null,null,null,null,null,null,null,null,null,null,null,null,null,null,null,null,null,null,null,61,23,1463,{"$f":"OFFSET(EMP!$D$1,IF($CA$1,BX1465,366-BX1465),BY1465)","v":1167},{"$f":"IF(BZ1465=SUMIF(EMP!$AQ$51:$AQ$90,CB1464,EMP!$BK$51:$BK$90),CB1464+1,CB1464)","v":4},1205,{"$f":"SUMIF(EMP!$AQ$51:$AQ$90,CB1465,EMP!$BJ$51:$BJ$90)","v":1176.3342628715443}]
[null,null,null,null,null,null,null,null,null,null,null,null,null,null,null,null,null,null,null,null,null,null,null,null,null,null,null,null,null,null,null,null,null,null,null,null,null,null,null,null,null,null,null,null,null,null,null,null,null,null,null,null,null,null,null,null,null,null,null,null,null,null,null,null,null,null,null,null,null,null,null,null,null,null,null,62,16,1480,{"$f":"OFFSET(EMP!$D$1,IF($CA$1,BX1482,366-BX1482),BY1482)","v":1161},{"$f":"IF(BZ1482=SUMIF(EMP!$AQ$51:$AQ$90,CB1481,EMP!$BK$51:$BK$90),CB1481+1,CB1481)","v":4},1203.3,{"$f":"SUMIF(EMP!$AQ$51:$AQ$90,CB1482,EMP!$BJ$51:$BJ$90)","v":1176.3342628715443}]
[null,null,null,null,null,null,null,null,null,null,null,null,null,null,null,null,null,null,null,null,null,null,null,null,null,null,null,null,null,null,null,null,null,null,null,null,null,null,null,null,null,null,null,null,null,null,null,null,null,null,null,null,null,null,null,null,null,null,null,null,null,null,null,null,null,null,null,null,null,null,null,null,null,null,null,63,13,1501,{"$f":"OFFSET(EMP!$D$1,IF($CA$1,BX1503,366-BX1503),BY1503)","v":1094},{"$f":"IF(BZ1503=SUMIF(EMP!$AQ$51:$AQ$90,CB1502,EMP!$BK$51:$BK$90),CB1502+1,CB1502)","v":4},1202,{"$f":"SUMIF(EMP!$AQ$51:$AQ$90,CB1503,EMP!$BJ$51:$BJ$90)","v":1176.3342628715443}]
[null,null,null,null,null,null,null,null,null,null,null,null,null,null,null,null,null,null,null,null,null,null,null,null,null,null,null,null,null,null,null,null,null,null,null,null,null,null,null,null,null,null,null,null,null,null,null,null,null,null,null,null,null,null,null,null,null,null,null,null,null,null,null,null,null,null,null,null,null,null,null,null,null,null,null,64,3,1515,{"$f":"OFFSET(EMP!$D$1,IF($CA$1,BX1517,366-BX1517),BY1517)","v":1048},{"$f":"IF(BZ1517=SUMIF(EMP!$AQ$51:$AQ$90,CB1516,EMP!$BK$51:$BK$90),CB1516+1,CB1516)","v":4},1201,{"$f":"SUMIF(EMP!$AQ$51:$AQ$90,CB1517,EMP!$BJ$51:$BJ$90)","v":1176.3342628715443}]
[null,null,null,null,null,null,null,null,null,null,null,null,null,null,null,null,null,null,null,null,null,null,null,null,null,null,null,null,null,null,null,null,null,null,null,null,null,null,null,null,null,null,null,null,null,null,null,null,null,null,null,null,null,null,null,null,null,null,null,null,null,null,null,null,null,null,null,null,null,null,null,null,null,null,null,64,20,1532,{"$f":"OFFSET(EMP!$D$1,IF($CA$1,BX1534,366-BX1534),BY1534)","v":1289},{"$f":"IF(BZ1534=SUMIF(EMP!$AQ$51:$AQ$90,CB1533,EMP!$BK$51:$BK$90),CB1533+1,CB1533)","v":4},1200,{"$f":"SUMIF(EMP!$AQ$51:$AQ$90,CB1534,EMP!$BJ$51:$BJ$90)","v":1176.3342628715443}]
[null,null,null,null,null,null,null,null,null,null,null,null,null,null,null,null,null,null,null,null,null,null,null,null,null,null,null,null,null,null,null,null,null,null,null,null,null,null,null,null,null,null,null,null,null,null,null,null,null,null,null,null,null,null,null,null,null,null,null,null,null,null,null,null,null,null,null,null,null,null,null,null,null,null,null,65,13,1549,{"$f":"OFFSET(EMP!$D$1,IF($CA$1,BX1551,366-BX1551),BY1551)","v":999},{"$f":"IF(BZ1551=SUMIF(EMP!$AQ$51:$AQ$90,CB1550,EMP!$BK$51:$BK$90),CB1550+1,CB1550)","v":4},1199,{"$f":"SUMIF(EMP!$AQ$51:$AQ$90,CB1551,EMP!$BJ$51:$BJ$90)","v":1176.3342628715443}]
[null,null,null,null,null,null,null,null,null,null,null,null,null,null,null,null,null,null,null,null,null,null,null,null,null,null,null,null,null,null,null,null,null,null,null,null,null,null,null,null,null,null,null,null,null,null,null,null,null,null,null,null,null,null,null,null,null,null,null,null,null,null,null,null,null,null,null,null,null,null,null,null,null,null,null,66,7,1567,{"$f":"OFFSET(EMP!$D$1,IF($CA$1,BX1569,366-BX1569),BY1569)","v":956},{"$f":"IF(BZ1569=SUMIF(EMP!$AQ$51:$AQ$90,CB1568,EMP!$BK$51:$BK$90),CB1568+1,CB1568)","v":4},1198,{"$f":"SUMIF(EMP!$AQ$51:$AQ$90,CB1569,EMP!$BJ$51:$BJ$90)","v":1176.3342628715443}]
[null,null,null,null,null,null,null,null,null,null,null,null,null,null,null,null,null,null,null,null,null,null,null,null,null,null,null,null,null,null,null,null,null,null,null,null,null,null,null,null,null,null,null,null,null,null,null,null,null,null,null,null,null,null,null,null,null,null,null,null,null,null,null,null,null,null,null,null,null,null,null,null,null,null,null,66,24,1584,{"$f":"OFFSET(EMP!$D$1,IF($CA$1,BX1586,366-BX1586),BY1586)","v":1179},{"$f":"IF(BZ1586=SUMIF(EMP!$AQ$51:$AQ$90,CB1585,EMP!$BK$51:$BK$90),CB1585+1,CB1585)","v":4},1197,{"$f":"SUMIF(EMP!$AQ$51:$AQ$90,CB1586,EMP!$BJ$51:$BJ$90)","v":1176.3342628715443}]
[null,null,null,null,null,null,null,null,null,null,null,null,null,null,null,null,null,null,null,null,null,null,null,null,null,null,null,null,null,null,null,null,null,null,null,null,null,null,null,null,null,null,null,null,null,null,null,null,null,null,null,null,null,null,null,null,null,null,null,null,null,null,null,null,null,null,null,null,null,null,null,null,null,null,null,{"$f":"ROUNDDOWN((BZ1603-1)/24,0)+1","v":67},17,1601,{"$f":"OFFSET(EMP!$D$1,IF($CA$1,BX1603,366-BX1603),BY1603)","v":1056},{"$f":"IF(BZ1603=SUMIF(EMP!$AQ$51:$AQ$90,CB1602,EMP!$BK$51:$BK$90),CB1602+1,CB1602)","v":4},1196,{"$f":"SUMIF(EMP!$AQ$51:$AQ$90,CB1603,EMP!$BJ$51:$BJ$90)","v":1176.3342628715443}]
[null,null,null,null,null,null,null,null,null,null,null,null,null,null,null,null,null,null,null,null,null,null,null,null,null,null,null,null,null,null,null,null,null,null,null,null,null,null,null,null,null,null,null,null,null,null,null,null,null,null,null,null,null,null,null,null,null,null,null,null,null,null,null,null,null,null,null,null,null,null,null,null,null,null,null,68,9,1617,{"$f":"OFFSET(EMP!$D$1,IF($CA$1,BX1619,366-BX1619),BY1619)","v":970},{"$f":"IF(BZ1619=SUMIF(EMP!$AQ$51:$AQ$90,CB1618,EMP!$BK$51:$BK$90),CB1618+1,CB1618)","v":4},1195,{"$f":"SUMIF(EMP!$AQ$51:$AQ$90,CB1619,EMP!$BJ$51:$BJ$90)","v":1176.3342628715443}]
[null,null,null,null,null,null,null,null,null,null,null,null,null,null,null,null,null,null,null,null,null,null,null,null,null,null,null,null,null,null,null,null,null,null,null,null,null,null,null,null,null,null,null,null,null,null,null,null,null,null,null,null,null,null,null,null,null,null,null,null,null,null,null,null,null,null,null,null,null,null,null,null,null,null,null,69,4,1636,{"$f":"OFFSET(EMP!$D$1,IF($CA$1,BX1638,366-BX1638),BY1638)","v":1055},{"$f":"IF(BZ1638=SUMIF(EMP!$AQ$51:$AQ$90,CB1637,EMP!$BK$51:$BK$90),CB1637+1,CB1637)","v":4},1194,{"$f":"SUMIF(EMP!$AQ$51:$AQ$90,CB1638,EMP!$BJ$51:$BJ$90)","v":1176.3342628715443}]
[null,null,null,null,null,null,null,null,null,null,null,null,null,null,null,null,null,null,null,null,null,null,null,null,null,null,null,null,null,null,null,null,null,null,null,null,null,null,null,null,null,null,null,null,null,null,null,null,null,null,null,null,null,null,null,null,null,null,null,null,null,null,null,null,null,null,null,null,null,null,null,null,null,null,null,69,21,1653,{"$f":"OFFSET(EMP!$D$1,IF($CA$1,BX1655,366-BX1655),BY1655)","v":1250},{"$f":"IF(BZ1655=SUMIF(EMP!$AQ$51:$AQ$90,CB1654,EMP!$BK$51:$BK$90),CB1654+1,CB1654)","v":4},1193,{"$f":"SUMIF(EMP!$AQ$51:$AQ$90,CB1655,EMP!$BJ$51:$BJ$90)","v":1176.3342628715443}]
[null,null,null,null,null,null,null,null,null,null,null,null,null,null,null,null,null,null,null,null,null,null,null,null,null,null,null,null,null,null,null,null,null,null,null,null,null,null,null,null,null,null,null,null,null,null,null,null,null,null,null,null,null,null,null,null,null,null,null,null,null,null,null,null,null,null,null,null,null,null,null,null,null,null,null,69,22,1654,{"$f":"OFFSET(EMP!$D$1,IF($CA$1,BX1656,366-BX1656),BY1656)","v":1263},{"$f":"IF(BZ1656=SUMIF(EMP!$AQ$51:$AQ$90,CB1655,EMP!$BK$51:$BK$90),CB1655+1,CB1655)","v":4},1193,{"$f":"SUMIF(EMP!$AQ$51:$AQ$90,CB1656,EMP!$BJ$51:$BJ$90)","v":1176.3342628715443}]
[null,null,null,null,null,null,null,null,null,null,null,null,null,null,null,null,null,null,null,null,null,null,null,null,null,null,null,null,null,null,null,null,null,null,null,null,null,null,null,null,null,null,null,null,null,null,null,null,null,null,null,null,null,null,null,null,null,null,null,null,null,null,null,null,null,null,null,null,null,null,null,null,null,null,null,71,4,1684,{"$f":"OFFSET(EMP!$D$1,IF($CA$1,BX1686,366-BX1686),BY1686)","v":1012},{"$f":"IF(BZ1686=SUMIF(EMP!$AQ$51:$AQ$90,CB1685,EMP!$BK$51:$BK$90),CB1685+1,CB1685)","v":4},1191,{"$f":"SUMIF(EMP!$AQ$51:$AQ$90,CB1686,EMP!$BJ$51:$BJ$90)","v":1176.3342628715443}]
[null,null,null,null,null,null,null,null,null,null,null,null,null,null,null,null,null,null,null,null,null,null,null,null,null,null,null,null,null,null,null,null,null,null,null,null,null,null,null,null,null,null,null,null,null,null,null,null,null,null,null,null,null,null,null,null,null,null,null,null,null,null,null,null,null,null,null,null,null,null,null,null,null,null,null,71,{"$f":"BY1667","v":9},1689,{"$f":"OFFSET(EMP!$D$1,IF($CA$1,BX1691,366-BX1691),BY1691)","v":1106},{"$f":"IF(BZ1691=SUMIF(EMP!$AQ$51:$AQ$90,CB1690,EMP!$BK$51:$BK$90),CB1690+1,CB1690)","v":4},1191,{"$f":"SUMIF(EMP!$AQ$51:$AQ$90,CB1691,EMP!$BJ$51:$BJ$90)","v":1176.3342628715443}]
[null,null,null,null,null,null,null,null,null,null,null,null,null,null,null,null,null,null,null,null,null,null,null,null,null,null,null,null,null,null,null,null,null,null,null,null,null,null,null,null,null,null,null,null,null,null,null,null,null,null,null,null,null,null,null,null,null,null,null,null,null,null,null,null,null,null,null,null,null,null,null,null,null,null,null,72,2,1706,{"$f":"OFFSET(EMP!$D$1,IF($CA$1,BX1708,366-BX1708),BY1708)","v":1060},{"$f":"IF(BZ1708=SUMIF(EMP!$AQ$51:$AQ$90,CB1707,EMP!$BK$51:$BK$90),CB1707+1,CB1707)","v":4},1190,{"$f":"SUMIF(EMP!$AQ$51:$AQ$90,CB1708,EMP!$BJ$51:$BJ$90)","v":1176.3342628715443}]
[null,null,null,null,null,null,null,null,null,null,null,null,null,null,null,null,null,null,null,null,null,null,null,null,null,null,null,null,null,null,null,null,null,null,null,null,null,null,null,null,null,null,null,null,null,null,null,null,null,null,null,null,null,null,null,null,null,null,null,null,null,null,null,null,null,null,null,null,null,null,null,null,null,null,null,72,19,1723,{"$f":"OFFSET(EMP!$D$1,IF($CA$1,BX1725,366-BX1725),BY1725)","v":1225},{"$f":"IF(BZ1725=SUMIF(EMP!$AQ$51:$AQ$90,CB1724,EMP!$BK$51:$BK$90),CB1724+1,CB1724)","v":4},1188,{"$f":"SUMIF(EMP!$AQ$51:$AQ$90,CB1725,EMP!$BJ$51:$BJ$90)","v":1176.3342628715443}]
[null,null,null,null,null,null,null,null,null,null,null,null,null,null,null,null,null,null,null,null,null,null,null,null,null,null,null,null,null,null,null,null,null,null,null,null,null,null,null,null,null,null,null,null,null,null,null,null,null,null,null,null,null,null,null,null,null,null,null,null,null,null,null,null,null,null,null,null,null,null,null,null,null,null,null,73,23,1751,{"$f":"OFFSET(EMP!$D$1,IF($CA$1,BX1753,366-BX1753),BY1753)","v":1149},{"$f":"IF(BZ1753=SUMIF(EMP!$AQ$51:$AQ$90,CB1752,EMP!$BK$51:$BK$90),CB1752+1,CB1752)","v":4},1186.9000000000001,{"$f":"SUMIF(EMP!$AQ$51:$AQ$90,CB1753,EMP!$BJ$51:$BJ$90)","v":1176.3342628715443}]
[null,null,null,null,null,null,null,null,null,null,null,null,null,null,null,null,null,null,null,null,null,null,null,null,null,null,null,null,null,null,null,null,null,null,null,null,null,null,null,null,null,null,null,null,null,null,null,null,null,null,null,null,null,null,null,null,null,null,null,null,null,null,null,null,null,null,null,null,null,null,null,null,null,null,null,74,6,1758,{"$f":"OFFSET(EMP!$D$1,IF($CA$1,BX1760,366-BX1760),BY1760)","v":1044},{"$f":"IF(BZ1760=SUMIF(EMP!$AQ$51:$AQ$90,CB1759,EMP!$BK$51:$BK$90),CB1759+1,CB1759)","v":4},1186,{"$f":"SUMIF(EMP!$AQ$51:$AQ$90,CB1760,EMP!$BJ$51:$BJ$90)","v":1176.3342628715443}]
[null,null,null,null,null,null,null,null,null,null,null,null,null,null,null,null,null,null,null,null,null,null,null,null,null,null,null,null,null,null,null,null,null,null,null,null,null,null,null,null,null,null,null,null,null,null,null,null,null,null,null,null,null,null,null,null,null,null,null,null,null,null,null,null,null,null,null,null,null,null,null,null,null,null,null,74,23,1775,{"$f":"OFFSET(EMP!$D$1,IF($CA$1,BX1777,366-BX1777),BY1777)","v":1102},{"$f":"IF(BZ1777=SUMIF(EMP!$AQ$51:$AQ$90,CB1776,EMP!$BK$51:$BK$90),CB1776+1,CB1776)","v":4},1185,{"$f":"SUMIF(EMP!$AQ$51:$AQ$90,CB1777,EMP!$BJ$51:$BJ$90)","v":1176.3342628715443}]
[null,null,null,null,null,null,null,null,null,null,null,null,null,null,null,null,null,null,null,null,null,null,null,null,null,null,null,null,null,null,null,null,null,null,null,null,null,null,null,null,null,null,null,null,null,null,null,null,null,null,null,null,null,null,null,null,null,null,null,null,null,null,null,null,null,null,null,null,null,null,null,null,null,null,null,75,8,1784,{"$f":"OFFSET(EMP!$D$1,IF($CA$1,BX1786,366-BX1786),BY1786)","v":1048},{"$f":"IF(BZ1786=SUMIF(EMP!$AQ$51:$AQ$90,CB1785,EMP!$BK$51:$BK$90),CB1785+1,CB1785)","v":4},1184,{"$f":"SUMIF(EMP!$AQ$51:$AQ$90,CB1786,EMP!$BJ$51:$BJ$90)","v":1176.3342628715443}]
[null,null,null,null,null,null,null,null,null,null,null,null,null,null,null,null,null,null,null,null,null,null,null,null,null,null,null,null,null,null,null,null,null,null,null,null,null,null,null,null,null,null,null,null,null,null,null,null,null,null,null,null,null,null,null,null,null,null,null,null,null,null,null,null,null,null,null,null,null,null,null,null,null,null,null,76,10,1810,{"$f":"OFFSET(EMP!$D$1,IF($CA$1,BX1812,366-BX1812),BY1812)","v":1161},{"$f":"IF(BZ1812=SUMIF(EMP!$AQ$51:$AQ$90,CB1811,EMP!$BK$51:$BK$90),CB1811+1,CB1811)","v":4},1183,{"$f":"SUMIF(EMP!$AQ$51:$AQ$90,CB1812,EMP!$BJ$51:$BJ$90)","v":1176.3342628715443}]
[null,null,null,null,null,null,null,null,null,null,null,null,null,null,null,null,null,null,null,null,null,null,null,null,null,null,null,null,null,null,null,null,null,null,null,null,null,null,null,null,null,null,null,null,null,null,null,null,null,null,null,null,null,null,null,null,null,null,null,null,null,null,null,null,null,null,null,null,null,null,null,null,null,null,null,77,3,1827,{"$f":"OFFSET(EMP!$D$1,IF($CA$1,BX1829,366-BX1829),BY1829)","v":1054},{"$f":"IF(BZ1829=SUMIF(EMP!$AQ$51:$AQ$90,CB1828,EMP!$BK$51:$BK$90),CB1828+1,CB1828)","v":5},1182,{"$f":"SUMIF(EMP!$AQ$51:$AQ$90,CB1829,EMP!$BJ$51:$BJ$90)","v":1093.6968266041702}]
[null,null,null,null,null,null,null,null,null,null,null,null,null,null,null,null,null,null,null,null,null,null,null,null,null,null,null,null,null,null,null,null,null,null,null,null,null,null,null,null,null,null,null,null,null,null,null,null,null,null,null,null,null,null,null,null,null,null,null,null,null,null,null,null,null,null,null,null,null,null,null,null,null,null,null,77,20,1844,{"$f":"OFFSET(EMP!$D$1,IF($CA$1,BX1846,366-BX1846),BY1846)","v":1297},{"$f":"IF(BZ1846=SUMIF(EMP!$AQ$51:$AQ$90,CB1845,EMP!$BK$51:$BK$90),CB1845+1,CB1845)","v":5},1181,{"$f":"SUMIF(EMP!$AQ$51:$AQ$90,CB1846,EMP!$BJ$51:$BJ$90)","v":1093.6968266041702}]
[null,null,null,null,null,null,null,null,null,null,null,null,null,null,null,null,null,null,null,null,null,null,null,null,null,null,null,null,null,null,null,null,null,null,null,null,null,null,null,null,null,null,null,null,null,null,null,null,null,null,null,null,null,null,null,null,null,null,null,null,null,null,null,null,null,null,null,null,null,null,null,null,null,null,null,78,2,1850,{"$f":"OFFSET(EMP!$D$1,IF($CA$1,BX1852,366-BX1852),BY1852)","v":1067},{"$f":"IF(BZ1852=SUMIF(EMP!$AQ$51:$AQ$90,CB1851,EMP!$BK$51:$BK$90),CB1851+1,CB1851)","v":5},1180,{"$f":"SUMIF(EMP!$AQ$51:$AQ$90,CB1852,EMP!$BJ$51:$BJ$90)","v":1093.6968266041702}]
[null,null,null,null,null,null,null,null,null,null,null,null,null,null,null,null,null,null,null,null,null,null,null,null,null,null,null,null,null,null,null,null,null,null,null,null,null,null,null,null,null,null,null,null,null,null,null,null,null,null,null,null,null,null,null,null,null,null,null,null,null,null,null,null,null,null,null,null,null,null,null,null,null,null,null,79,7,1879,{"$f":"OFFSET(EMP!$D$1,IF($CA$1,BX1881,366-BX1881),BY1881)","v":1023},{"$f":"IF(BZ1881=SUMIF(EMP!$AQ$51:$AQ$90,CB1880,EMP!$BK$51:$BK$90),CB1880+1,CB1880)","v":5},1179,{"$f":"SUMIF(EMP!$AQ$51:$AQ$90,CB1881,EMP!$BJ$51:$BJ$90)","v":1093.6968266041702}]
[null,null,null,null,null,null,null,null,null,null,null,null,null,null,null,null,null,null,null,null,null,null,null,null,null,null,null,null,null,null,null,null,null,null,null,null,null,null,null,null,null,null,null,null,null,null,null,null,null,null,null,null,null,null,null,null,null,null,null,null,null,null,null,null,null,null,null,null,null,null,null,null,null,null,null,79,24,1896,{"$f":"OFFSET(EMP!$D$1,IF($CA$1,BX1898,366-BX1898),BY1898)","v":1175},{"$f":"IF(BZ1898=SUMIF(EMP!$AQ$51:$AQ$90,CB1897,EMP!$BK$51:$BK$90),CB1897+1,CB1897)","v":5},1178,{"$f":"SUMIF(EMP!$AQ$51:$AQ$90,CB1898,EMP!$BJ$51:$BJ$90)","v":1093.6968266041702}]
[null,null,null,null,null,null,null,null,null,null,null,null,null,null,null,null,null,null,null,null,null,null,null,null,null,null,null,null,null,null,null,null,null,null,null,null,null,null,null,null,null,null,null,null,null,null,null,null,null,null,null,null,null,null,null,null,null,null,null,null,null,null,null,null,null,null,null,null,null,null,null,null,null,null,null,80,4,1900,{"$f":"OFFSET(EMP!$D$1,IF($CA$1,BX1902,366-BX1902),BY1902)","v":1082},{"$f":"IF(BZ1902=SUMIF(EMP!$AQ$51:$AQ$90,CB1901,EMP!$BK$51:$BK$90),CB1901+1,CB1901)","v":5},1178,{"$f":"SUMIF(EMP!$AQ$51:$AQ$90,CB1902,EMP!$BJ$51:$BJ$90)","v":1093.6968266041702}]
[null,null,null,null,null,null,null,null,null,null,null,null,null,null,null,null,null,null,null,null,null,null,null,null,null,null,null,null,null,null,null,null,null,null,null,null,null,null,null,null,null,null,null,null,null,null,null,null,null,null,null,null,null,null,null,null,null,null,null,null,null,null,null,null,null,null,null,null,null,null,null,null,null,null,null,80,19,1915,{"$f":"OFFSET(EMP!$D$1,IF($CA$1,BX1917,366-BX1917),BY1917)","v":1271},{"$f":"IF(BZ1917=SUMIF(EMP!$AQ$51:$AQ$90,CB1916,EMP!$BK$51:$BK$90),CB1916+1,CB1916)","v":5},1177,{"$f":"SUMIF(EMP!$AQ$51:$AQ$90,CB1917,EMP!$BJ$51:$BJ$90)","v":1093.6968266041702}]
[null,null,null,null,null,null,null,null,null,null,null,null,null,null,null,null,null,null,null,null,null,null,null,null,null,null,null,null,null,null,null,null,null,null,null,null,null,null,null,null,null,null,null,null,null,null,null,null,null,null,null,null,null,null,null,null,null,null,null,null,null,null,null,null,null,null,null,null,null,null,null,null,null,null,null,81,12,1932,{"$f":"OFFSET(EMP!$D$1,IF($CA$1,BX1934,366-BX1934),BY1934)","v":972},{"$f":"IF(BZ1934=SUMIF(EMP!$AQ$51:$AQ$90,CB1933,EMP!$BK$51:$BK$90),CB1933+1,CB1933)","v":5},1176,{"$f":"SUMIF(EMP!$AQ$51:$AQ$90,CB1934,EMP!$BJ$51:$BJ$90)","v":1093.6968266041702}]
[null,null,null,null,null,null,null,null,null,null,null,null,null,null,null,null,null,null,null,null,null,null,null,null,null,null,null,null,null,null,null,null,null,null,null,null,null,null,null,null,null,null,null,null,null,null,null,null,null,null,null,null,null,null,null,null,null,null,null,null,null,null,null,null,null,null,null,null,null,null,null,null,null,null,null,82,5,1949,{"$f":"OFFSET(EMP!$D$1,IF($CA$1,BX1951,366-BX1951),BY1951)","v":1076},{"$f":"IF(BZ1951=SUMIF(EMP!$AQ$51:$AQ$90,CB1950,EMP!$BK$51:$BK$90),CB1950+1,CB1950)","v":5},1175,{"$f":"SUMIF(EMP!$AQ$51:$AQ$90,CB1951,EMP!$BJ$51:$BJ$90)","v":1093.6968266041702}]
[null,null,null,null,null,null,null,null,null,null,null,null,null,null,null,null,null,null,null,null,null,null,null,null,null,null,null,null,null,null,null,null,null,null,null,null,null,null,null,null,null,null,null,null,null,null,null,null,null,null,null,null,null,null,null,null,null,null,null,null,null,null,null,null,null,null,null,null,null,null,null,null,null,null,null,82,23,1967,{"$f":"OFFSET(EMP!$D$1,IF($CA$1,BX1969,366-BX1969),BY1969)","v":1216},{"$f":"IF(BZ1969=SUMIF(EMP!$AQ$51:$AQ$90,CB1968,EMP!$BK$51:$BK$90),CB1968+1,CB1968)","v":5},1174,{"$f":"SUMIF(EMP!$AQ$51:$AQ$90,CB1969,EMP!$BJ$51:$BJ$90)","v":1093.6968266041702}]
[null,null,null,null,null,null,null,null,null,null,null,null,null,null,null,null,null,null,null,null,null,null,null,null,null,null,null,null,null,null,null,null,null,null,null,null,null,null,null,null,null,null,null,null,null,null,null,null,null,null,null,null,null,null,null,null,null,null,null,null,null,null,null,null,null,null,null,null,null,null,null,null,null,null,null,83,16,1984,{"$f":"OFFSET(EMP!$D$1,IF($CA$1,BX1986,366-BX1986),BY1986)","v":1190},{"$f":"IF(BZ1986=SUMIF(EMP!$AQ$51:$AQ$90,CB1985,EMP!$BK$51:$BK$90),CB1985+1,CB1985)","v":5},1173,{"$f":"SUMIF(EMP!$AQ$51:$AQ$90,CB1986,EMP!$BJ$51:$BJ$90)","v":1093.6968266041702}]
[null,null,null,null,null,null,null,null,null,null,null,null,null,null,null,null,null,null,null,null,null,null,null,null,null,null,null,null,null,null,null,null,null,null,null,null,null,null,null,null,null,null,null,null,null,null,null,null,null,null,null,null,null,null,null,null,null,null,null,null,null,null,null,null,null,null,null,null,null,null,null,null,null,null,null,84,9,2001,{"$f":"OFFSET(EMP!$D$1,IF($CA$1,BX2003,366-BX2003),BY2003)","v":1088},{"$f":"IF(BZ2003=SUMIF(EMP!$AQ$51:$AQ$90,CB2002,EMP!$BK$51:$BK$90),CB2002+1,CB2002)","v":5},1172,{"$f":"SUMIF(EMP!$AQ$51:$AQ$90,CB2003,EMP!$BJ$51:$BJ$90)","v":1093.6968266041702}]
[null,null,null,null,null,null,null,null,null,null,null,null,null,null,null,null,null,null,null,null,null,null,null,null,null,null,null,null,null,null,null,null,null,null,null,null,null,null,null,null,null,null,null,null,null,null,null,null,null,null,null,null,null,null,null,null,null,null,null,null,null,null,null,null,null,null,null,null,null,null,null,null,null,null,null,85,2,2018,{"$f":"OFFSET(EMP!$D$1,IF($CA$1,BX2020,366-BX2020),BY2020)","v":1038},{"$f":"IF(BZ2020=SUMIF(EMP!$AQ$51:$AQ$90,CB2019,EMP!$BK$51:$BK$90),CB2019+1,CB2019)","v":5},1171,{"$f":"SUMIF(EMP!$AQ$51:$AQ$90,CB2020,EMP!$BJ$51:$BJ$90)","v":1093.6968266041702}]
[null,null,null,null,null,null,null,null,null,null,null,null,null,null,null,null,null,null,null,null,null,null,null,null,null,null,null,null,null,null,null,null,null,null,null,null,null,null,null,null,null,null,null,null,null,null,null,null,null,null,null,null,null,null,null,null,null,null,null,null,null,null,null,null,null,null,null,null,null,null,null,null,null,null,null,85,17,2033,{"$f":"OFFSET(EMP!$D$1,IF($CA$1,BX2035,366-BX2035),BY2035)","v":1183},{"$f":"IF(BZ2035=SUMIF(EMP!$AQ$51:$AQ$90,CB2034,EMP!$BK$51:$BK$90),CB2034+1,CB2034)","v":5},1170,{"$f":"SUMIF(EMP!$AQ$51:$AQ$90,CB2035,EMP!$BJ$51:$BJ$90)","v":1093.6968266041702}]
[null,null,null,null,null,null,null,null,null,null,null,null,null,null,null,null,null,null,null,null,null,null,null,null,null,null,null,null,null,null,null,null,null,null,null,null,null,null,null,null,null,null,null,null,null,null,null,null,null,null,null,null,null,null,null,null,null,null,null,null,null,null,null,null,null,null,null,null,null,null,null,null,null,null,null,86,13,2053,{"$f":"OFFSET(EMP!$D$1,IF($CA$1,BX2055,366-BX2055),BY2055)","v":1172},{"$f":"IF(BZ2055=SUMIF(EMP!$AQ$51:$AQ$90,CB2054,EMP!$BK$51:$BK$90),CB2054+1,CB2054)","v":5},1169,{"$f":"SUMIF(EMP!$AQ$51:$AQ$90,CB2055,EMP!$BJ$51:$BJ$90)","v":1093.6968266041702}]
[null,null,null,null,null,null,null,null,null,null,null,null,null,null,null,null,null,null,null,null,null,null,null,null,null,null,null,null,null,null,null,null,null,null,null,null,null,null,null,null,null,null,null,null,null,null,null,null,null,null,null,null,null,null,null,null,null,null,null,null,null,null,null,null,null,null,null,null,null,null,null,null,null,null,null,87,6,2070,{"$f":"OFFSET(EMP!$D$1,IF($CA$1,BX2072,366-BX2072),BY2072)","v":1096},{"$f":"IF(BZ2072=SUMIF(EMP!$AQ$51:$AQ$90,CB2071,EMP!$BK$51:$BK$90),CB2071+1,CB2071)","v":5},1168,{"$f":"SUMIF(EMP!$AQ$51:$AQ$90,CB2072,EMP!$BJ$51:$BJ$90)","v":1093.6968266041702}]
[null,null,null,null,null,null,null,null,null,null,null,null,null,null,null,null,null,null,null,null,null,null,null,null,null,null,null,null,null,null,null,null,null,null,null,null,null,null,null,null,null,null,null,null,null,null,null,null,null,null,null,null,null,null,null,null,null,null,null,null,null,null,null,null,null,null,null,null,null,null,null,null,null,null,null,87,20,2084,{"$f":"OFFSET(EMP!$D$1,IF($CA$1,BX2086,366-BX2086),BY2086)","v":1304},{"$f":"IF(BZ2086=SUMIF(EMP!$AQ$51:$AQ$90,CB2085,EMP!$BK$51:$BK$90),CB2085+1,CB2085)","v":5},1167,{"$f":"SUMIF(EMP!$AQ$51:$AQ$90,CB2086,EMP!$BJ$51:$BJ$90)","v":1093.6968266041702}]
[null,null,null,null,null,null,null,null,null,null,null,null,null,null,null,null,null,null,null,null,null,null,null,null,null,null,null,null,null,null,null,null,null,null,null,null,null,null,null,null,null,null,null,null,null,null,null,null,null,null,null,null,null,null,null,null,null,null,null,null,null,null,null,null,null,null,null,null,null,null,null,null,null,null,null,88,17,2105,{"$f":"OFFSET(EMP!$D$1,IF($CA$1,BX2107,366-BX2107),BY2107)","v":1002},{"$f":"IF(BZ2107=SUMIF(EMP!$AQ$51:$AQ$90,CB2106,EMP!$BK$51:$BK$90),CB2106+1,CB2106)","v":5},1167,{"$f":"SUMIF(EMP!$AQ$51:$AQ$90,CB2107,EMP!$BJ$51:$BJ$90)","v":1093.6968266041702}]
[null,null,null,null,null,null,null,null,null,null,null,null,null,null,null,null,null,null,null,null,null,null,null,null,null,null,null,null,null,null,null,null,null,null,null,null,null,null,null,null,null,null,null,null,null,null,null,null,null,null,null,null,null,null,null,null,null,null,null,null,null,null,null,null,null,null,null,null,null,null,null,null,null,null,null,89,10,2122,{"$f":"OFFSET(EMP!$D$1,IF($CA$1,BX2124,366-BX2124),BY2124)","v":1146},{"$f":"IF(BZ2124=SUMIF(EMP!$AQ$51:$AQ$90,CB2123,EMP!$BK$51:$BK$90),CB2123+1,CB2123)","v":5},1166,{"$f":"SUMIF(EMP!$AQ$51:$AQ$90,CB2124,EMP!$BJ$51:$BJ$90)","v":1093.6968266041702}]
[null,null,null,null,null,null,null,null,null,null,null,null,null,null,null,null,null,null,null,null,null,null,null,null,null,null,null,null,null,null,null,null,null,null,null,null,null,null,null,null,null,null,null,null,null,null,null,null,null,null,null,null,null,null,null,null,null,null,null,null,null,null,null,null,null,null,null,null,null,null,null,null,null,null,null,90,3,2139,{"$f":"OFFSET(EMP!$D$1,IF($CA$1,BX2141,366-BX2141),BY2141)","v":1028},{"$f":"IF(BZ2141=SUMIF(EMP!$AQ$51:$AQ$90,CB2140,EMP!$BK$51:$BK$90),CB2140+1,CB2140)","v":5},1165,{"$f":"SUMIF(EMP!$AQ$51:$AQ$90,CB2141,EMP!$BJ$51:$BJ$90)","v":1093.6968266041702}]
[null,null,null,null,null,null,null,null,null,null,null,null,null,null,null,null,null,null,null,null,null,null,null,null,null,null,null,null,null,null,null,null,null,null,null,null,null,null,null,null,null,null,null,null,null,null,null,null,null,null,null,null,null,null,null,null,null,null,null,null,null,null,null,null,null,null,null,null,null,null,null,null,null,null,null,90,14,2150,{"$f":"OFFSET(EMP!$D$1,IF($CA$1,BX2152,366-BX2152),BY2152)","v":1146},{"$f":"IF(BZ2152=SUMIF(EMP!$AQ$51:$AQ$90,CB2151,EMP!$BK$51:$BK$90),CB2151+1,CB2151)","v":5},1165,{"$f":"SUMIF(EMP!$AQ$51:$AQ$90,CB2152,EMP!$BJ$51:$BJ$90)","v":1093.6968266041702}]
[null,null,null,null,null,null,null,null,null,null,null,null,null,null,null,null,null,null,null,null,null,null,null,null,null,null,null,null,null,null,null,null,null,null,null,null,null,null,null,null,null,null,null,null,null,null,null,null,null,null,null,null,null,null,null,null,null,null,null,null,null,null,null,null,null,null,null,null,null,null,null,null,null,null,null,91,14,2174,{"$f":"OFFSET(EMP!$D$1,IF($CA$1,BX2176,366-BX2176),BY2176)","v":1151},{"$f":"IF(BZ2176=SUMIF(EMP!$AQ$51:$AQ$90,CB2175,EMP!$BK$51:$BK$90),CB2175+1,CB2175)","v":5},1164,{"$f":"SUMIF(EMP!$AQ$51:$AQ$90,CB2176,EMP!$BJ$51:$BJ$90)","v":1093.6968266041702}]
[null,null,null,null,null,null,null,null,null,null,null,null,null,null,null,null,null,null,null,null,null,null,null,null,null,null,null,null,null,null,null,null,null,null,null,null,null,null,null,null,null,null,null,null,null,null,null,null,null,null,null,null,null,null,null,null,null,null,null,null,null,null,null,null,null,null,null,null,null,null,null,null,null,null,null,91,15,2175,{"$f":"OFFSET(EMP!$D$1,IF($CA$1,BX2177,366-BX2177),BY2177)","v":1154},{"$f":"IF(BZ2177=SUMIF(EMP!$AQ$51:$AQ$90,CB2176,EMP!$BK$51:$BK$90),CB2176+1,CB2176)","v":5},1163.4000000000001,{"$f":"SUMIF(EMP!$AQ$51:$AQ$90,CB2177,EMP!$BJ$51:$BJ$90)","v":1093.6968266041702}]
[null,null,null,null,null,null,null,null,null,null,null,null,null,null,null,null,null,null,null,null,null,null,null,null,null,null,null,null,null,null,null,null,null,null,null,null,null,null,null,null,null,null,null,null,null,null,null,null,null,null,null,null,null,null,null,null,null,null,null,null,null,null,null,null,null,null,null,null,null,null,null,null,null,null,null,92,8,2192,{"$f":"OFFSET(EMP!$D$1,IF($CA$1,BX2194,366-BX2194),BY2194)","v":1065},{"$f":"IF(BZ2194=SUMIF(EMP!$AQ$51:$AQ$90,CB2193,EMP!$BK$51:$BK$90),CB2193+1,CB2193)","v":5},1163,{"$f":"SUMIF(EMP!$AQ$51:$AQ$90,CB2194,EMP!$BJ$51:$BJ$90)","v":1093.6968266041702}]
[null,null,null,null,null,null,null,null,null,null,null,null,null,null,null,null,null,null,null,null,null,null,null,null,null,null,null,null,null,null,null,null,null,null,null,null,null,null,null,null,null,null,null,null,null,null,null,null,null,null,null,null,null,null,null,null,null,null,null,null,null,null,null,null,null,null,null,null,null,null,null,null,null,null,null,93,9,2217,{"$f":"OFFSET(EMP!$D$1,IF($CA$1,BX2219,366-BX2219),BY2219)","v":1082},{"$f":"IF(BZ2219=SUMIF(EMP!$AQ$51:$AQ$90,CB2218,EMP!$BK$51:$BK$90),CB2218+1,CB2218)","v":5},1161,{"$f":"SUMIF(EMP!$AQ$51:$AQ$90,CB2219,EMP!$BJ$51:$BJ$90)","v":1093.6968266041702}]
[null,null,null,null,null,null,null,null,null,null,null,null,null,null,null,null,null,null,null,null,null,null,null,null,null,null,null,null,null,null,null,null,null,null,null,null,null,null,null,null,null,null,null,null,null,null,null,null,null,null,null,null,null,null,null,null,null,null,null,null,null,null,null,null,null,null,null,null,null,null,null,null,null,null,null,93,19,2227,{"$f":"OFFSET(EMP!$D$1,IF($CA$1,BX2229,366-BX2229),BY2229)","v":1258},{"$f":"IF(BZ2229=SUMIF(EMP!$AQ$51:$AQ$90,CB2228,EMP!$BK$51:$BK$90),CB2228+1,CB2228)","v":5},1161,{"$f":"SUMIF(EMP!$AQ$51:$AQ$90,CB2229,EMP!$BJ$51:$BJ$90)","v":1093.6968266041702}]
[null,null,null,null,null,null,null,null,null,null,null,null,null,null,null,null,null,null,null,null,null,null,null,null,null,null,null,null,null,null,null,null,null,null,null,null,null,null,null,null,null,null,null,null,null,null,null,null,null,null,null,null,null,null,null,null,null,null,null,null,null,null,null,null,null,null,null,null,null,null,null,null,null,null,null,94,12,2244,{"$f":"OFFSET(EMP!$D$1,IF($CA$1,BX2246,366-BX2246),BY2246)","v":1062},{"$f":"IF(BZ2246=SUMIF(EMP!$AQ$51:$AQ$90,CB2245,EMP!$BK$51:$BK$90),CB2245+1,CB2245)","v":5},1160,{"$f":"SUMIF(EMP!$AQ$51:$AQ$90,CB2246,EMP!$BJ$51:$BJ$90)","v":1093.6968266041702}]
[null,null,null,null,null,null,null,null,null,null,null,null,null,null,null,null,null,null,null,null,null,null,null,null,null,null,null,null,null,null,null,null,null,null,null,null,null,null,null,null,null,null,null,null,null,null,null,null,null,null,null,null,null,null,null,null,null,null,null,null,null,null,null,null,null,null,null,null,null,null,null,null,null,null,null,95,11,2267,{"$f":"OFFSET(EMP!$D$1,IF($CA$1,BX2269,366-BX2269),BY2269)","v":908},{"$f":"IF(BZ2269=SUMIF(EMP!$AQ$51:$AQ$90,CB2268,EMP!$BK$51:$BK$90),CB2268+1,CB2268)","v":5},1160,{"$f":"SUMIF(EMP!$AQ$51:$AQ$90,CB2269,EMP!$BJ$51:$BJ$90)","v":1093.6968266041702}]
[null,null,null,null,null,null,null,null,null,null,null,null,null,null,null,null,null,null,null,null,null,null,null,null,null,null,null,null,null,null,null,null,null,null,null,null,null,null,null,null,null,null,null,null,null,null,null,null,null,null,null,null,null,null,null,null,null,null,null,null,null,null,null,null,null,null,null,null,null,null,null,null,null,null,null,95,23,2279,{"$f":"OFFSET(EMP!$D$1,IF($CA$1,BX2281,366-BX2281),BY2281)","v":1172},{"$f":"IF(BZ2281=SUMIF(EMP!$AQ$51:$AQ$90,CB2280,EMP!$BK$51:$BK$90),CB2280+1,CB2280)","v":5},1159,{"$f":"SUMIF(EMP!$AQ$51:$AQ$90,CB2281,EMP!$BJ$51:$BJ$90)","v":1093.6968266041702}]
[null,null,null,null,null,null,null,null,null,null,null,null,null,null,null,null,null,null,null,null,null,null,null,null,null,null,null,null,null,null,null,null,null,null,null,null,null,null,null,null,null,null,null,null,null,null,null,null,null,null,null,null,null,null,null,null,null,null,null,null,null,null,null,null,null,null,null,null,null,null,null,null,null,null,null,96,16,2296,{"$f":"OFFSET(EMP!$D$1,IF($CA$1,BX2298,366-BX2298),BY2298)","v":1228},{"$f":"IF(BZ2298=SUMIF(EMP!$AQ$51:$AQ$90,CB2297,EMP!$BK$51:$BK$90),CB2297+1,CB2297)","v":5},1158,{"$f":"SUMIF(EMP!$AQ$51:$AQ$90,CB2298,EMP!$BJ$51:$BJ$90)","v":1093.6968266041702}]
[null,null,null,null,null,null,null,null,null,null,null,null,null,null,null,null,null,null,null,null,null,null,null,null,null,null,null,null,null,null,null,null,null,null,null,null,null,null,null,null,null,null,null,null,null,null,null,null,null,null,null,null,null,null,null,null,null,null,null,null,null,null,null,null,null,null,null,null,null,null,null,null,null,null,null,97,9,2313,{"$f":"OFFSET(EMP!$D$1,IF($CA$1,BX2315,366-BX2315),BY2315)","v":1118},{"$f":"IF(BZ2315=SUMIF(EMP!$AQ$51:$AQ$90,CB2314,EMP!$BK$51:$BK$90),CB2314+1,CB2314)","v":5},1157,{"$f":"SUMIF(EMP!$AQ$51:$AQ$90,CB2315,EMP!$BJ$51:$BJ$90)","v":1093.6968266041702}]
[null,null,null,null,null,null,null,null,null,null,null,null,null,null,null,null,null,null,null,null,null,null,null,null,null,null,null,null,null,null,null,null,null,null,null,null,null,null,null,null,null,null,null,null,null,null,null,null,null,null,null,null,null,null,null,null,null,null,null,null,null,null,null,null,null,null,null,null,null,null,null,null,null,null,null,98,5,2333,{"$f":"OFFSET(EMP!$D$1,IF($CA$1,BX2335,366-BX2335),BY2335)","v":1075},{"$f":"IF(BZ2335=SUMIF(EMP!$AQ$51:$AQ$90,CB2334,EMP!$BK$51:$BK$90),CB2334+1,CB2334)","v":5},1156,{"$f":"SUMIF(EMP!$AQ$51:$AQ$90,CB2335,EMP!$BJ$51:$BJ$90)","v":1093.6968266041702}]
[null,null,null,null,null,null,null,null,null,null,null,null,null,null,null,null,null,null,null,null,null,null,null,null,null,null,null,null,null,null,null,null,null,null,null,null,null,null,null,null,null,null,null,null,null,null,null,null,null,null,null,null,null,null,null,null,null,null,null,null,null,null,null,null,null,null,null,null,null,null,null,null,null,null,null,98,20,2348,{"$f":"OFFSET(EMP!$D$1,IF($CA$1,BX2350,366-BX2350),BY2350)","v":1306},{"$f":"IF(BZ2350=SUMIF(EMP!$AQ$51:$AQ$90,CB2349,EMP!$BK$51:$BK$90),CB2349+1,CB2349)","v":5},1156,{"$f":"SUMIF(EMP!$AQ$51:$AQ$90,CB2350,EMP!$BJ$51:$BJ$90)","v":1093.6968266041702}]
[null,null,null,null,null,null,null,null,null,null,null,null,null,null,null,null,null,null,null,null,null,null,null,null,null,null,null,null,null,null,null,null,null,null,null,null,null,null,null,null,null,null,null,null,null,null,null,null,null,null,null,null,null,null,null,null,null,null,null,null,null,null,null,null,null,null,null,null,null,null,null,null,null,null,null,99,13,2365,{"$f":"OFFSET(EMP!$D$1,IF($CA$1,BX2367,366-BX2367),BY2367)","v":1145},{"$f":"IF(BZ2367=SUMIF(EMP!$AQ$51:$AQ$90,CB2366,EMP!$BK$51:$BK$90),CB2366+1,CB2366)","v":5},1155,{"$f":"SUMIF(EMP!$AQ$51:$AQ$90,CB2367,EMP!$BJ$51:$BJ$90)","v":1093.6968266041702}]
[null,null,null,null,null,null,null,null,null,null,null,null,null,null,null,null,null,null,null,null,null,null,null,null,null,null,null,null,null,null,null,null,null,null,null,null,null,null,null,null,null,null,null,null,null,null,null,null,null,null,null,null,null,null,null,null,null,null,null,null,null,null,null,null,null,null,null,null,null,null,null,null,null,null,null,100,7,2383,{"$f":"OFFSET(EMP!$D$1,IF($CA$1,BX2385,366-BX2385),BY2385)","v":979},{"$f":"IF(BZ2385=SUMIF(EMP!$AQ$51:$AQ$90,CB2384,EMP!$BK$51:$BK$90),CB2384+1,CB2384)","v":5},1155,{"$f":"SUMIF(EMP!$AQ$51:$AQ$90,CB2385,EMP!$BJ$51:$BJ$90)","v":1093.6968266041702}]
[null,null,null,null,null,null,null,null,null,null,null,null,null,null,null,null,null,null,null,null,null,null,null,null,null,null,null,null,null,null,null,null,null,null,null,null,null,null,null,null,null,null,null,null,null,null,null,null,null,null,null,null,null,null,null,null,null,null,null,null,null,null,null,null,null,null,null,null,null,null,null,null,null,null,null,100,24,2400,{"$f":"OFFSET(EMP!$D$1,IF($CA$1,BX2402,366-BX2402),BY2402)","v":1120},{"$f":"IF(BZ2402=SUMIF(EMP!$AQ$51:$AQ$90,CB2401,EMP!$BK$51:$BK$90),CB2401+1,CB2401)","v":5},1154,{"$f":"SUMIF(EMP!$AQ$51:$AQ$90,CB2402,EMP!$BJ$51:$BJ$90)","v":1093.6968266041702}]
[null,null,null,null,null,null,null,null,null,null,null,null,null,null,null,null,null,null,null,null,null,null,null,null,null,null,null,null,null,null,null,null,null,null,null,null,null,null,null,null,null,null,null,null,null,null,null,null,null,null,null,null,null,null,null,null,null,null,null,null,null,null,null,null,null,null,null,null,null,null,null,null,null,null,null,101,17,2417,{"$f":"OFFSET(EMP!$D$1,IF($CA$1,BX2419,366-BX2419),BY2419)","v":1115},{"$f":"IF(BZ2419=SUMIF(EMP!$AQ$51:$AQ$90,CB2418,EMP!$BK$51:$BK$90),CB2418+1,CB2418)","v":5},1153,{"$f":"SUMIF(EMP!$AQ$51:$AQ$90,CB2419,EMP!$BJ$51:$BJ$90)","v":1093.6968266041702}]
[null,null,null,null,null,null,null,null,null,null,null,null,null,null,null,null,null,null,null,null,null,null,null,null,null,null,null,null,null,null,null,null,null,null,null,null,null,null,null,null,null,null,null,null,null,null,null,null,null,null,null,null,null,null,null,null,null,null,null,null,null,null,null,null,null,null,null,null,null,null,null,null,null,null,null,102,10,{"$f":"BZ2435+1","v":2434},{"$f":"OFFSET(EMP!$D$1,IF($CA$1,BX2436,366-BX2436),BY2436)","v":953},{"$f":"IF(BZ2436=SUMIF(EMP!$AQ$51:$AQ$90,CB2435,EMP!$BK$51:$BK$90),CB2435+1,CB2435)","v":5},1152,{"$f":"SUMIF(EMP!$AQ$51:$AQ$90,CB2436,EMP!$BJ$51:$BJ$90)","v":1093.6968266041702}]
[null,null,null,null,null,null,null,null,null,null,null,null,null,null,null,null,null,null,null,null,null,null,null,null,null,null,null,null,null,null,null,null,null,null,null,null,null,null,null,null,null,null,null,null,null,null,null,null,null,null,null,null,null,null,null,null,null,null,null,null,null,null,null,null,null,null,null,null,null,null,null,null,null,null,null,103,2,2450,{"$f":"OFFSET(EMP!$D$1,IF($CA$1,BX2452,366-BX2452),BY2452)","v":1033},{"$f":"IF(BZ2452=SUMIF(EMP!$AQ$51:$AQ$90,CB2451,EMP!$BK$51:$BK$90),CB2451+1,CB2451)","v":5},1151.0999999999999,{"$f":"SUMIF(EMP!$AQ$51:$AQ$90,CB2452,EMP!$BJ$51:$BJ$90)","v":1093.6968266041702}]
[null,null,null,null,null,null,null,null,null,null,null,null,null,null,null,null,null,null,null,null,null,null,null,null,null,null,null,null,null,null,null,null,null,null,null,null,null,null,null,null,null,null,null,null,null,null,null,null,null,null,null,null,null,null,null,null,null,null,null,null,null,null,null,null,null,null,null,null,null,null,null,null,null,null,null,103,5,2453,{"$f":"OFFSET(EMP!$D$1,IF($CA$1,BX2455,366-BX2455),BY2455)","v":997},{"$f":"IF(BZ2455=SUMIF(EMP!$AQ$51:$AQ$90,CB2454,EMP!$BK$51:$BK$90),CB2454+1,CB2454)","v":5},1151,{"$f":"SUMIF(EMP!$AQ$51:$AQ$90,CB2455,EMP!$BJ$51:$BJ$90)","v":1093.6968266041702}]
[null,null,null,null,null,null,null,null,null,null,null,null,null,null,null,null,null,null,null,null,null,null,null,null,null,null,null,null,null,null,null,null,null,null,null,null,null,null,null,null,null,null,null,null,null,null,null,null,null,null,null,null,null,null,null,null,null,null,null,null,null,null,null,null,null,null,null,null,null,null,null,null,null,null,null,103,22,2470,{"$f":"OFFSET(EMP!$D$1,IF($CA$1,BX2472,366-BX2472),BY2472)","v":935},{"$f":"IF(BZ2472=SUMIF(EMP!$AQ$51:$AQ$90,CB2471,EMP!$BK$51:$BK$90),CB2471+1,CB2471)","v":5},1150,{"$f":"SUMIF(EMP!$AQ$51:$AQ$90,CB2472,EMP!$BJ$51:$BJ$90)","v":1093.6968266041702}]
[null,null,null,null,null,null,null,null,null,null,null,null,null,null,null,null,null,null,null,null,null,null,null,null,null,null,null,null,null,null,null,null,null,null,null,null,null,null,null,null,null,null,null,null,null,null,null,null,null,null,null,null,null,null,null,null,null,null,null,null,null,null,null,null,null,null,null,null,null,null,null,null,null,null,null,104,15,2487,{"$f":"OFFSET(EMP!$D$1,IF($CA$1,BX2489,366-BX2489),BY2489)","v":1122},{"$f":"IF(BZ2489=SUMIF(EMP!$AQ$51:$AQ$90,CB2488,EMP!$BK$51:$BK$90),CB2488+1,CB2488)","v":5},1150,{"$f":"SUMIF(EMP!$AQ$51:$AQ$90,CB2489,EMP!$BJ$51:$BJ$90)","v":1093.6968266041702}]
[null,null,null,null,null,null,null,null,null,null,null,null,null,null,null,null,null,null,null,null,null,null,null,null,null,null,null,null,null,null,null,null,null,null,null,null,null,null,null,null,null,null,null,null,null,null,null,null,null,null,null,null,null,null,null,null,null,null,null,null,null,null,null,null,null,null,null,null,null,null,null,null,null,null,null,105,20,2516,{"$f":"OFFSET(EMP!$D$1,IF($CA$1,BX2518,366-BX2518),BY2518)","v":1253},{"$f":"IF(BZ2518=SUMIF(EMP!$AQ$51:$AQ$90,CB2517,EMP!$BK$51:$BK$90),CB2517+1,CB2517)","v":5},1148,{"$f":"SUMIF(EMP!$AQ$51:$AQ$90,CB2518,EMP!$BJ$51:$BJ$90)","v":1093.6968266041702}]
[null,null,null,null,null,null,null,null,null,null,null,null,null,null,null,null,null,null,null,null,null,null,null,null,null,null,null,null,null,null,null,null,null,null,null,null,null,null,null,null,null,null,null,null,null,null,null,null,null,null,null,null,null,null,null,null,null,null,null,null,null,null,null,null,null,null,null,null,null,null,null,null,null,null,null,106,2,2522,{"$f":"OFFSET(EMP!$D$1,IF($CA$1,BX2524,366-BX2524),BY2524)","v":1060},{"$f":"IF(BZ2524=SUMIF(EMP!$AQ$51:$AQ$90,CB2523,EMP!$BK$51:$BK$90),CB2523+1,CB2523)","v":5},1148,{"$f":"SUMIF(EMP!$AQ$51:$AQ$90,CB2524,EMP!$BJ$51:$BJ$90)","v":1093.6968266041702}]
[null,null,null,null,null,null,null,null,null,null,null,null,null,null,null,null,null,null,null,null,null,null,null,null,null,null,null,null,null,null,null,null,null,null,null,null,null,null,null,null,null,null,null,null,null,null,null,null,null,null,null,null,null,null,null,null,null,null,null,null,null,null,null,null,null,null,null,null,null,null,null,null,null,null,null,106,19,2539,{"$f":"OFFSET(EMP!$D$1,IF($CA$1,BX2541,366-BX2541),BY2541)","v":1232},{"$f":"IF(BZ2541=SUMIF(EMP!$AQ$51:$AQ$90,CB2540,EMP!$BK$51:$BK$90),CB2540+1,CB2540)","v":5},1147.5999999999999,{"$f":"SUMIF(EMP!$AQ$51:$AQ$90,CB2541,EMP!$BJ$51:$BJ$90)","v":1093.6968266041702}]
[null,null,null,null,null,null,null,null,null,null,null,null,null,null,null,null,null,null,null,null,null,null,null,null,null,null,null,null,null,null,null,null,null,null,null,null,null,null,null,null,null,null,null,null,null,null,null,null,null,null,null,null,null,null,null,null,null,null,null,null,null,null,null,null,null,null,null,null,null,null,null,null,null,null,null,107,6,2550,{"$f":"OFFSET(EMP!$D$1,IF($CA$1,BX2552,366-BX2552),BY2552)","v":1028},{"$f":"IF(BZ2552=SUMIF(EMP!$AQ$51:$AQ$90,CB2551,EMP!$BK$51:$BK$90),CB2551+1,CB2551)","v":5},1147,{"$f":"SUMIF(EMP!$AQ$51:$AQ$90,CB2552,EMP!$BJ$51:$BJ$90)","v":1093.6968266041702}]
[null,null,null,null,null,null,null,null,null,null,null,null,null,null,null,null,null,null,null,null,null,null,null,null,null,null,null,null,null,null,null,null,null,null,null,null,null,null,null,null,null,null,null,null,null,null,null,null,null,null,null,null,null,null,null,null,null,null,null,null,null,null,null,null,null,null,null,null,null,null,null,null,null,null,null,108,6,2574,{"$f":"OFFSET(EMP!$D$1,IF($CA$1,BX2576,366-BX2576),BY2576)","v":1000},{"$f":"IF(BZ2576=SUMIF(EMP!$AQ$51:$AQ$90,CB2575,EMP!$BK$51:$BK$90),CB2575+1,CB2575)","v":5},1146,{"$f":"SUMIF(EMP!$AQ$51:$AQ$90,CB2576,EMP!$BJ$51:$BJ$90)","v":1093.6968266041702}]
[null,null,null,null,null,null,null,null,null,null,null,null,null,null,null,null,null,null,null,null,null,null,null,null,null,null,null,null,null,null,null,null,null,null,null,null,null,null,null,null,null,null,null,null,null,null,null,null,null,null,null,null,null,null,null,null,null,null,null,null,null,null,null,null,null,null,null,null,null,null,null,null,null,null,null,108,23,2591,{"$f":"OFFSET(EMP!$D$1,IF($CA$1,BX2593,366-BX2593),BY2593)","v":1206},{"$f":"IF(BZ2593=SUMIF(EMP!$AQ$51:$AQ$90,CB2592,EMP!$BK$51:$BK$90),CB2592+1,CB2592)","v":5},1145,{"$f":"SUMIF(EMP!$AQ$51:$AQ$90,CB2593,EMP!$BJ$51:$BJ$90)","v":1093.6968266041702}]
[null,null,null,null,null,null,null,null,null,null,null,null,null,null,null,null,null,null,null,null,null,null,null,null,null,null,null,null,null,null,null,null,null,null,null,null,null,null,null,null,null,null,null,null,null,null,null,null,null,null,null,null,null,null,null,null,null,null,null,null,null,null,null,null,null,null,null,null,null,null,null,null,null,null,null,109,16,2608,{"$f":"OFFSET(EMP!$D$1,IF($CA$1,BX2610,366-BX2610),BY2610)","v":1001},{"$f":"IF(BZ2610=SUMIF(EMP!$AQ$51:$AQ$90,CB2609,EMP!$BK$51:$BK$90),CB2609+1,CB2609)","v":5},1144,{"$f":"SUMIF(EMP!$AQ$51:$AQ$90,CB2610,EMP!$BJ$51:$BJ$90)","v":1093.6968266041702}]
[null,null,null,null,null,null,null,null,null,null,null,null,null,null,null,null,null,null,null,null,null,null,null,null,null,null,null,null,null,null,null,null,null,null,null,null,null,null,null,null,null,null,null,null,null,null,null,null,null,null,null,null,null,null,null,null,null,null,null,null,null,null,null,null,null,null,null,null,null,null,null,null,null,null,null,109,24,2616,{"$f":"OFFSET(EMP!$D$1,IF($CA$1,BX2618,366-BX2618),BY2618)","v":1120},{"$f":"IF(BZ2618=SUMIF(EMP!$AQ$51:$AQ$90,CB2617,EMP!$BK$51:$BK$90),CB2617+1,CB2617)","v":5},1144,{"$f":"SUMIF(EMP!$AQ$51:$AQ$90,CB2618,EMP!$BJ$51:$BJ$90)","v":1093.6968266041702}]
[null,null,null,null,null,null,null,null,null,null,null,null,null,null,null,null,null,null,null,null,null,null,null,null,null,null,null,null,null,null,null,null,null,null,null,null,null,null,null,null,null,null,null,null,null,null,null,null,null,null,null,null,null,null,null,null,null,null,null,null,null,null,null,null,null,null,null,null,null,null,null,null,null,null,null,111,3,2643,{"$f":"OFFSET(EMP!$D$1,IF($CA$1,BX2645,366-BX2645),BY2645)","v":833},{"$f":"IF(BZ2645=SUMIF(EMP!$AQ$51:$AQ$90,CB2644,EMP!$BK$51:$BK$90),CB2644+1,CB2644)","v":5},1143,{"$f":"SUMIF(EMP!$AQ$51:$AQ$90,CB2645,EMP!$BJ$51:$BJ$90)","v":1093.6968266041702}]
[null,null,null,null,null,null,null,null,null,null,null,null,null,null,null,null,null,null,null,null,null,null,null,null,null,null,null,null,null,null,null,null,null,null,null,null,null,null,null,null,null,null,null,null,null,null,null,null,null,null,null,null,null,null,null,null,null,null,null,null,null,null,null,null,null,null,null,null,null,null,null,null,null,null,null,111,20,2660,{"$f":"OFFSET(EMP!$D$1,IF($CA$1,BX2662,366-BX2662),BY2662)","v":1250},{"$f":"IF(BZ2662=SUMIF(EMP!$AQ$51:$AQ$90,CB2661,EMP!$BK$51:$BK$90),CB2661+1,CB2661)","v":5},1142,{"$f":"SUMIF(EMP!$AQ$51:$AQ$90,CB2662,EMP!$BJ$51:$BJ$90)","v":1093.6968266041702}]
[null,null,null,null,null,null,null,null,null,null,null,null,null,null,null,null,null,null,null,null,null,null,null,null,null,null,null,null,null,null,null,null,null,null,null,null,null,null,null,null,null,null,null,null,null,null,null,null,null,null,null,null,null,null,null,null,null,null,null,null,null,null,null,null,null,null,null,null,null,null,null,null,null,null,null,112,13,2677,{"$f":"OFFSET(EMP!$D$1,IF($CA$1,BX2679,366-BX2679),BY2679)","v":1149},{"$f":"IF(BZ2679=SUMIF(EMP!$AQ$51:$AQ$90,CB2678,EMP!$BK$51:$BK$90),CB2678+1,CB2678)","v":5},1142,{"$f":"SUMIF(EMP!$AQ$51:$AQ$90,CB2679,EMP!$BJ$51:$BJ$90)","v":1093.6968266041702}]
[null,null,null,null,null,null,null,null,null,null,null,null,null,null,null,null,null,null,null,null,null,null,null,null,null,null,null,null,null,null,null,null,null,null,null,null,null,null,null,null,null,null,null,null,null,null,null,null,null,null,null,null,null,null,null,null,null,null,null,null,null,null,null,null,null,null,null,null,null,null,null,null,null,null,null,112,19,2683,{"$f":"OFFSET(EMP!$D$1,IF($CA$1,BX2685,366-BX2685),BY2685)","v":1268},{"$f":"IF(BZ2685=SUMIF(EMP!$AQ$51:$AQ$90,CB2684,EMP!$BK$51:$BK$90),CB2684+1,CB2684)","v":5},1141,{"$f":"SUMIF(EMP!$AQ$51:$AQ$90,CB2685,EMP!$BJ$51:$BJ$90)","v":1093.6968266041702}]
[null,null,null,null,null,null,null,null,null,null,null,null,null,null,null,null,null,null,null,null,null,null,null,null,null,null,null,null,null,null,null,null,null,null,null,null,null,null,null,null,null,null,null,null,null,null,null,null,null,null,null,null,null,null,null,null,null,null,null,null,null,null,null,null,null,null,null,null,null,null,null,null,null,null,null,113,8,2696,{"$f":"OFFSET(EMP!$D$1,IF($CA$1,BX2698,366-BX2698),BY2698)","v":1079},{"$f":"IF(BZ2698=SUMIF(EMP!$AQ$51:$AQ$90,CB2697,EMP!$BK$51:$BK$90),CB2697+1,CB2697)","v":5},1141,{"$f":"SUMIF(EMP!$AQ$51:$AQ$90,CB2698,EMP!$BJ$51:$BJ$90)","v":1093.6968266041702}]
[null,null,null,null,null,null,null,null,null,null,null,null,null,null,null,null,null,null,null,null,null,null,null,null,null,null,null,null,null,null,null,null,null,null,null,null,null,null,null,null,null,null,null,null,null,null,null,null,null,null,null,null,null,null,null,null,null,null,null,null,null,null,null,null,null,null,null,null,null,null,null,null,null,null,null,114,{"$f":"BY2691","v":1},2713,{"$f":"OFFSET(EMP!$D$1,IF($CA$1,BX2715,366-BX2715),BY2715)","v":1051},{"$f":"IF(BZ2715=SUMIF(EMP!$AQ$51:$AQ$90,CB2714,EMP!$BK$51:$BK$90),CB2714+1,CB2714)","v":5},1140,{"$f":"SUMIF(EMP!$AQ$51:$AQ$90,CB2715,EMP!$BJ$51:$BJ$90)","v":1093.6968266041702}]
[null,null,null,null,null,null,null,null,null,null,null,null,null,null,null,null,null,null,null,null,null,null,null,null,null,null,null,null,null,null,null,null,null,null,null,null,null,null,null,null,null,null,null,null,null,null,null,null,null,null,null,null,null,null,null,null,null,null,null,null,null,null,null,null,null,null,null,null,null,null,null,null,null,null,null,114,21,2733,{"$f":"OFFSET(EMP!$D$1,IF($CA$1,BX2735,366-BX2735),BY2735)","v":1016},{"$f":"IF(BZ2735=SUMIF(EMP!$AQ$51:$AQ$90,CB2734,EMP!$BK$51:$BK$90),CB2734+1,CB2734)","v":5},1140,{"$f":"SUMIF(EMP!$AQ$51:$AQ$90,CB2735,EMP!$BJ$51:$BJ$90)","v":1093.6968266041702}]
[null,null,null,null,null,null,null,null,null,null,null,null,null,null,null,null,null,null,null,null,null,null,null,null,null,null,null,null,null,null,null,null,null,null,null,null,null,null,null,null,null,null,null,null,null,null,null,null,null,null,null,null,null,null,null,null,null,null,null,null,null,null,null,null,null,null,null,null,null,null,null,null,null,null,null,115,12,2748,{"$f":"OFFSET(EMP!$D$1,IF($CA$1,BX2750,366-BX2750),BY2750)","v":938},{"$f":"IF(BZ2750=SUMIF(EMP!$AQ$51:$AQ$90,CB2749,EMP!$BK$51:$BK$90),CB2749+1,CB2749)","v":5},1139,{"$f":"SUMIF(EMP!$AQ$51:$AQ$90,CB2750,EMP!$BJ$51:$BJ$90)","v":1093.6968266041702}]
[null,null,null,null,null,null,null,null,null,null,null,null,null,null,null,null,null,null,null,null,null,null,null,null,null,null,null,null,null,null,null,null,null,null,null,null,null,null,null,null,null,null,null,null,null,null,null,null,null,null,null,null,null,null,null,null,null,null,null,null,null,null,null,null,null,null,null,null,null,null,null,null,null,null,null,116,5,2765,{"$f":"OFFSET(EMP!$D$1,IF($CA$1,BX2767,366-BX2767),BY2767)","v":982},{"$f":"IF(BZ2767=SUMIF(EMP!$AQ$51:$AQ$90,CB2766,EMP!$BK$51:$BK$90),CB2766+1,CB2766)","v":5},1138,{"$f":"SUMIF(EMP!$AQ$51:$AQ$90,CB2767,EMP!$BJ$51:$BJ$90)","v":1093.6968266041702}]
[null,null,null,null,null,null,null,null,null,null,null,null,null,null,null,null,null,null,null,null,null,null,null,null,null,null,null,null,null,null,null,null,null,null,null,null,null,null,null,null,null,null,null,null,null,null,null,null,null,null,null,null,null,null,null,null,null,null,null,null,null,null,null,null,null,null,null,null,null,null,null,null,null,null,null,116,22,2782,{"$f":"OFFSET(EMP!$D$1,IF($CA$1,BX2784,366-BX2784),BY2784)","v":1229},{"$f":"IF(BZ2784=SUMIF(EMP!$AQ$51:$AQ$90,CB2783,EMP!$BK$51:$BK$90),CB2783+1,CB2783)","v":5},1137,{"$f":"SUMIF(EMP!$AQ$51:$AQ$90,CB2784,EMP!$BJ$51:$BJ$90)","v":1093.6968266041702}]
[null,null,null,null,null,null,null,null,null,null,null,null,null,null,null,null,null,null,null,null,null,null,null,null,null,null,null,null,null,null,null,null,null,null,null,null,null,null,null,null,null,null,null,null,null,null,null,null,null,null,null,null,null,null,null,null,null,null,null,null,null,null,null,null,null,null,null,null,null,null,null,null,null,null,null,117,15,2799,{"$f":"OFFSET(EMP!$D$1,IF($CA$1,BX2801,366-BX2801),BY2801)","v":1119},{"$f":"IF(BZ2801=SUMIF(EMP!$AQ$51:$AQ$90,CB2800,EMP!$BK$51:$BK$90),CB2800+1,CB2800)","v":5},1136,{"$f":"SUMIF(EMP!$AQ$51:$AQ$90,CB2801,EMP!$BJ$51:$BJ$90)","v":1093.6968266041702}]
[null,null,null,null,null,null,null,null,null,null,null,null,null,null,null,null,null,null,null,null,null,null,null,null,null,null,null,null,null,null,null,null,null,null,null,null,null,null,null,null,null,null,null,null,null,null,null,null,null,null,null,null,null,null,null,null,null,null,null,null,null,null,null,null,null,null,null,null,null,null,null,null,null,null,null,{"$f":"ROUNDDOWN((BZ2819-1)/24,0)+1","v":118},9,2817,{"$f":"OFFSET(EMP!$D$1,IF($CA$1,BX2819,366-BX2819),BY2819)","v":1129},{"$f":"IF(BZ2819=SUMIF(EMP!$AQ$51:$AQ$90,CB2818,EMP!$BK$51:$BK$90),CB2818+1,CB2818)","v":5},1135.9000000000001,{"$f":"SUMIF(EMP!$AQ$51:$AQ$90,CB2819,EMP!$BJ$51:$BJ$90)","v":1093.6968266041702}]
[null,null,null,null,null,null,null,null,null,null,null,null,null,null,null,null,null,null,null,null,null,null,null,null,null,null,null,null,null,null,null,null,null,null,null,null,null,null,null,null,null,null,null,null,null,null,null,null,null,null,null,null,null,null,null,null,null,null,null,null,null,null,null,null,null,null,null,null,null,null,null,null,null,null,null,119,2,2834,{"$f":"OFFSET(EMP!$D$1,IF($CA$1,BX2836,366-BX2836),BY2836)","v":1110},{"$f":"IF(BZ2836=SUMIF(EMP!$AQ$51:$AQ$90,CB2835,EMP!$BK$51:$BK$90),CB2835+1,CB2835)","v":5},1135,{"$f":"SUMIF(EMP!$AQ$51:$AQ$90,CB2836,EMP!$BJ$51:$BJ$90)","v":1093.6968266041702}]
[null,null,null,null,null,null,null,null,null,null,null,null,null,null,null,null,null,null,null,null,null,null,null,null,null,null,null,null,null,null,null,null,null,null,null,null,null,null,null,null,null,null,null,null,null,null,null,null,null,null,null,null,null,null,null,null,null,null,null,null,null,null,null,null,null,null,null,null,null,null,null,null,null,null,null,119,18,2850,{"$f":"OFFSET(EMP!$D$1,IF($CA$1,BX2852,366-BX2852),BY2852)","v":1143},{"$f":"IF(BZ2852=SUMIF(EMP!$AQ$51:$AQ$90,CB2851,EMP!$BK$51:$BK$90),CB2851+1,CB2851)","v":5},1134,{"$f":"SUMIF(EMP!$AQ$51:$AQ$90,CB2852,EMP!$BJ$51:$BJ$90)","v":1093.6968266041702}]
[null,null,null,null,null,null,null,null,null,null,null,null,null,null,null,null,null,null,null,null,null,null,null,null,null,null,null,null,null,null,null,null,null,null,null,null,null,null,null,null,null,null,null,null,null,null,null,null,null,null,null,null,null,null,null,null,null,null,null,null,null,null,null,null,null,null,null,null,null,null,null,null,null,null,null,120,13,2869,{"$f":"OFFSET(EMP!$D$1,IF($CA$1,BX2871,366-BX2871),BY2871)","v":1150},{"$f":"IF(BZ2871=SUMIF(EMP!$AQ$51:$AQ$90,CB2870,EMP!$BK$51:$BK$90),CB2870+1,CB2870)","v":5},1133,{"$f":"SUMIF(EMP!$AQ$51:$AQ$90,CB2871,EMP!$BJ$51:$BJ$90)","v":1093.6968266041702}]
[null,null,null,null,null,null,null,null,null,null,null,null,null,null,null,null,null,null,null,null,null,null,null,null,null,null,null,null,null,null,null,null,null,null,null,null,null,null,null,null,null,null,null,null,null,null,null,null,null,null,null,null,null,null,null,null,null,null,null,null,null,null,null,null,null,null,null,null,null,null,null,null,null,null,null,121,6,2886,{"$f":"OFFSET(EMP!$D$1,IF($CA$1,BX2888,366-BX2888),BY2888)","v":1040},{"$f":"IF(BZ2888=SUMIF(EMP!$AQ$51:$AQ$90,CB2887,EMP!$BK$51:$BK$90),CB2887+1,CB2887)","v":5},1133,{"$f":"SUMIF(EMP!$AQ$51:$AQ$90,CB2888,EMP!$BJ$51:$BJ$90)","v":1093.6968266041702}]
[null,null,null,null,null,null,null,null,null,null,null,null,null,null,null,null,null,null,null,null,null,null,null,null,null,null,null,null,null,null,null,null,null,null,null,null,null,null,null,null,null,null,null,null,null,null,null,null,null,null,null,null,null,null,null,null,null,null,null,null,null,null,null,null,null,null,null,null,null,null,null,null,null,null,null,121,23,2903,{"$f":"OFFSET(EMP!$D$1,IF($CA$1,BX2905,366-BX2905),BY2905)","v":1110},{"$f":"IF(BZ2905=SUMIF(EMP!$AQ$51:$AQ$90,CB2904,EMP!$BK$51:$BK$90),CB2904+1,CB2904)","v":5},1132,{"$f":"SUMIF(EMP!$AQ$51:$AQ$90,CB2905,EMP!$BJ$51:$BJ$90)","v":1093.6968266041702}]
[null,null,null,null,null,null,null,null,null,null,null,null,null,null,null,null,null,null,null,null,null,null,null,null,null,null,null,null,null,null,null,null,null,null,null,null,null,null,null,null,null,null,null,null,null,null,null,null,null,null,null,null,null,null,null,null,null,null,null,null,null,null,null,null,null,null,null,null,null,null,null,null,null,null,null,122,12,2916,{"$f":"OFFSET(EMP!$D$1,IF($CA$1,BX2918,366-BX2918),BY2918)","v":1081},{"$f":"IF(BZ2918=SUMIF(EMP!$AQ$51:$AQ$90,CB2917,EMP!$BK$51:$BK$90),CB2917+1,CB2917)","v":5},1131,{"$f":"SUMIF(EMP!$AQ$51:$AQ$90,CB2918,EMP!$BJ$51:$BJ$90)","v":1093.6968266041702}]
[null,null,null,null,null,null,null,null,null,null,null,null,null,null,null,null,null,null,null,null,null,null,null,null,null,null,null,null,null,null,null,null,null,null,null,null,null,null,null,null,null,null,null,null,null,null,null,null,null,null,null,null,null,null,null,null,null,null,null,null,null,null,null,null,null,null,null,null,null,null,null,null,null,null,null,123,10,2938,{"$f":"OFFSET(EMP!$D$1,IF($CA$1,BX2940,366-BX2940),BY2940)","v":967},{"$f":"IF(BZ2940=SUMIF(EMP!$AQ$51:$AQ$90,CB2939,EMP!$BK$51:$BK$90),CB2939+1,CB2939)","v":5},1130,{"$f":"SUMIF(EMP!$AQ$51:$AQ$90,CB2940,EMP!$BJ$51:$BJ$90)","v":1093.6968266041702}]
[null,null,null,null,null,null,null,null,null,null,null,null,null,null,null,null,null,null,null,null,null,null,null,null,null,null,null,null,null,null,null,null,null,null,null,null,null,null,null,null,null,null,null,null,null,null,null,null,null,null,null,null,null,null,null,null,null,null,null,null,null,null,null,null,null,null,null,null,null,null,null,null,null,null,null,124,3,2955,{"$f":"OFFSET(EMP!$D$1,IF($CA$1,BX2957,366-BX2957),BY2957)","v":964},{"$f":"IF(BZ2957=SUMIF(EMP!$AQ$51:$AQ$90,CB2956,EMP!$BK$51:$BK$90),CB2956+1,CB2956)","v":5},1129,{"$f":"SUMIF(EMP!$AQ$51:$AQ$90,CB2957,EMP!$BJ$51:$BJ$90)","v":1093.6968266041702}]
[null,null,null,null,null,null,null,null,null,null,null,null,null,null,null,null,null,null,null,null,null,null,null,null,null,null,null,null,null,null,null,null,null,null,null,null,null,null,null,null,null,null,null,null,null,null,null,null,null,null,null,null,null,null,null,null,null,null,null,null,null,null,null,null,null,null,null,null,null,null,null,null,null,null,null,124,4,2956,{"$f":"OFFSET(EMP!$D$1,IF($CA$1,BX2958,366-BX2958),BY2958)","v":963},{"$f":"IF(BZ2958=SUMIF(EMP!$AQ$51:$AQ$90,CB2957,EMP!$BK$51:$BK$90),CB2957+1,CB2957)","v":5},1129,{"$f":"SUMIF(EMP!$AQ$51:$AQ$90,CB2958,EMP!$BJ$51:$BJ$90)","v":1093.6968266041702}]
[null,null,null,null,null,null,null,null,null,null,null,null,null,null,null,null,null,null,null,null,null,null,null,null,null,null,null,null,null,null,null,null,null,null,null,null,null,null,null,null,null,null,null,null,null,null,null,null,null,null,null,null,null,null,null,null,null,null,null,null,null,null,null,null,null,null,null,null,null,null,null,null,null,null,null,125,7,2983,{"$f":"OFFSET(EMP!$D$1,IF($CA$1,BX2985,366-BX2985),BY2985)","v":998},{"$f":"IF(BZ2985=SUMIF(EMP!$AQ$51:$AQ$90,CB2984,EMP!$BK$51:$BK$90),CB2984+1,CB2984)","v":5},1128,{"$f":"SUMIF(EMP!$AQ$51:$AQ$90,CB2985,EMP!$BJ$51:$BJ$90)","v":1093.6968266041702}]
[null,null,null,null,null,null,null,null,null,null,null,null,null,null,null,null,null,null,null,null,null,null,null,null,null,null,null,null,null,null,null,null,null,null,null,null,null,null,null,null,null,null,null,null,null,null,null,null,null,null,null,null,null,null,null,null,null,null,null,null,null,null,null,null,null,null,null,null,null,null,null,null,null,null,null,125,15,2991,{"$f":"OFFSET(EMP!$D$1,IF($CA$1,BX2993,366-BX2993),BY2993)","v":1075},{"$f":"IF(BZ2993=SUMIF(EMP!$AQ$51:$AQ$90,CB2992,EMP!$BK$51:$BK$90),CB2992+1,CB2992)","v":5},1127,{"$f":"SUMIF(EMP!$AQ$51:$AQ$90,CB2993,EMP!$BJ$51:$BJ$90)","v":1093.6968266041702}]
[null,null,null,null,null,null,null,null,null,null,null,null,null,null,null,null,null,null,null,null,null,null,null,null,null,null,null,null,null,null,null,null,null,null,null,null,null,null,null,null,null,null,null,null,null,null,null,null,null,null,null,null,null,null,null,null,null,null,null,null,null,null,null,null,null,null,null,null,null,null,null,null,null,null,null,126,8,3008,{"$f":"OFFSET(EMP!$D$1,IF($CA$1,BX3010,366-BX3010),BY3010)","v":1055},{"$f":"IF(BZ3010=SUMIF(EMP!$AQ$51:$AQ$90,CB3009,EMP!$BK$51:$BK$90),CB3009+1,CB3009)","v":5},1127,{"$f":"SUMIF(EMP!$AQ$51:$AQ$90,CB3010,EMP!$BJ$51:$BJ$90)","v":1093.6968266041702}]
[null,null,null,null,null,null,null,null,null,null,null,null,null,null,null,null,null,null,null,null,null,null,null,null,null,null,null,null,null,null,null,null,null,null,null,null,null,null,null,null,null,null,null,null,null,null,null,null,null,null,null,null,null,null,null,null,null,null,null,null,null,null,null,null,null,null,null,null,null,null,null,null,null,null,null,127,{"$f":"BY3011","v":9},3033,{"$f":"OFFSET(EMP!$D$1,IF($CA$1,BX3035,366-BX3035),BY3035)","v":1090},{"$f":"IF(BZ3035=SUMIF(EMP!$AQ$51:$AQ$90,CB3034,EMP!$BK$51:$BK$90),CB3034+1,CB3034)","v":5},1125,{"$f":"SUMIF(EMP!$AQ$51:$AQ$90,CB3035,EMP!$BJ$51:$BJ$90)","v":1093.6968266041702}]
[null,null,null,null,null,null,null,null,null,null,null,null,null,null,null,null,null,null,null,null,null,null,null,null,null,null,null,null,null,null,null,null,null,null,null,null,null,null,null,null,null,null,null,null,null,null,null,null,null,null,null,null,null,null,null,null,null,null,null,null,null,null,null,null,null,null,null,null,null,null,null,null,null,null,null,127,19,3043,{"$f":"OFFSET(EMP!$D$1,IF($CA$1,BX3045,366-BX3045),BY3045)","v":1150},{"$f":"IF(BZ3045=SUMIF(EMP!$AQ$51:$AQ$90,CB3044,EMP!$BK$51:$BK$90),CB3044+1,CB3044)","v":5},1125,{"$f":"SUMIF(EMP!$AQ$51:$AQ$90,CB3045,EMP!$BJ$51:$BJ$90)","v":1093.6968266041702}]
[null,null,null,null,null,null,null,null,null,null,null,null,null,null,null,null,null,null,null,null,null,null,null,null,null,null,null,null,null,null,null,null,null,null,null,null,null,null,null,null,null,null,null,null,null,null,null,null,null,null,null,null,null,null,null,null,null,null,null,null,null,null,null,null,null,null,null,null,null,null,null,null,null,null,null,128,12,3060,{"$f":"OFFSET(EMP!$D$1,IF($CA$1,BX3062,366-BX3062),BY3062)","v":1032},{"$f":"IF(BZ3062=SUMIF(EMP!$AQ$51:$AQ$90,CB3061,EMP!$BK$51:$BK$90),CB3061+1,CB3061)","v":5},1124,{"$f":"SUMIF(EMP!$AQ$51:$AQ$90,CB3062,EMP!$BJ$51:$BJ$90)","v":1093.6968266041702}]
[null,null,null,null,null,null,null,null,null,null,null,null,null,null,null,null,null,null,null,null,null,null,null,null,null,null,null,null,null,null,null,null,null,null,null,null,null,null,null,null,null,null,null,null,null,null,null,null,null,null,null,null,null,null,null,null,null,null,null,null,null,null,null,null,null,null,null,null,null,null,null,null,null,null,null,129,5,3077,{"$f":"OFFSET(EMP!$D$1,IF($CA$1,BX3079,366-BX3079),BY3079)","v":967},{"$f":"IF(BZ3079=SUMIF(EMP!$AQ$51:$AQ$90,CB3078,EMP!$BK$51:$BK$90),CB3078+1,CB3078)","v":5},1123,{"$f":"SUMIF(EMP!$AQ$51:$AQ$90,CB3079,EMP!$BJ$51:$BJ$90)","v":1093.6968266041702}]
[null,null,null,null,null,null,null,null,null,null,null,null,null,null,null,null,null,null,null,null,null,null,null,null,null,null,null,null,null,null,null,null,null,null,null,null,null,null,null,null,null,null,null,null,null,null,null,null,null,null,null,null,null,null,null,null,null,null,null,null,null,null,null,null,null,null,null,null,null,null,null,null,null,null,null,130,3,3099,{"$f":"OFFSET(EMP!$D$1,IF($CA$1,BX3101,366-BX3101),BY3101)","v":915},{"$f":"IF(BZ3101=SUMIF(EMP!$AQ$51:$AQ$90,CB3100,EMP!$BK$51:$BK$90),CB3100+1,CB3100)","v":5},1123,{"$f":"SUMIF(EMP!$AQ$51:$AQ$90,CB3101,EMP!$BJ$51:$BJ$90)","v":1093.6968266041702}]
[null,null,null,null,null,null,null,null,null,null,null,null,null,null,null,null,null,null,null,null,null,null,null,null,null,null,null,null,null,null,null,null,null,null,null,null,null,null,null,null,null,null,null,null,null,null,null,null,null,null,null,null,null,null,null,null,null,null,null,null,null,null,null,null,null,null,null,null,null,null,null,null,null,null,null,130,16,3112,{"$f":"OFFSET(EMP!$D$1,IF($CA$1,BX3114,366-BX3114),BY3114)","v":927},{"$f":"IF(BZ3114=SUMIF(EMP!$AQ$51:$AQ$90,CB3113,EMP!$BK$51:$BK$90),CB3113+1,CB3113)","v":5},1122,{"$f":"SUMIF(EMP!$AQ$51:$AQ$90,CB3114,EMP!$BJ$51:$BJ$90)","v":1093.6968266041702}]
[null,null,null,null,null,null,null,null,null,null,null,null,null,null,null,null,null,null,null,null,null,null,null,null,null,null,null,null,null,null,null,null,null,null,null,null,null,null,null,null,null,null,null,null,null,null,null,null,null,null,null,null,null,null,null,null,null,null,null,null,null,null,null,null,null,null,null,null,null,null,null,null,null,null,null,131,9,3129,{"$f":"OFFSET(EMP!$D$1,IF($CA$1,BX3131,366-BX3131),BY3131)","v":1086},{"$f":"IF(BZ3131=SUMIF(EMP!$AQ$51:$AQ$90,CB3130,EMP!$BK$51:$BK$90),CB3130+1,CB3130)","v":5},1121.4000000000001,{"$f":"SUMIF(EMP!$AQ$51:$AQ$90,CB3131,EMP!$BJ$51:$BJ$90)","v":1093.6968266041702}]
[null,null,null,null,null,null,null,null,null,null,null,null,null,null,null,null,null,null,null,null,null,null,null,null,null,null,null,null,null,null,null,null,null,null,null,null,null,null,null,null,null,null,null,null,null,null,null,null,null,null,null,null,null,null,null,null,null,null,null,null,null,null,null,null,null,null,null,null,null,null,null,null,null,null,null,132,2,3146,{"$f":"OFFSET(EMP!$D$1,IF($CA$1,BX3148,366-BX3148),BY3148)","v":1049},{"$f":"IF(BZ3148=SUMIF(EMP!$AQ$51:$AQ$90,CB3147,EMP!$BK$51:$BK$90),CB3147+1,CB3147)","v":5},1121,{"$f":"SUMIF(EMP!$AQ$51:$AQ$90,CB3148,EMP!$BJ$51:$BJ$90)","v":1093.6968266041702}]
[null,null,null,null,null,null,null,null,null,null,null,null,null,null,null,null,null,null,null,null,null,null,null,null,null,null,null,null,null,null,null,null,null,null,null,null,null,null,null,null,null,null,null,null,null,null,null,null,null,null,null,null,null,null,null,null,null,null,null,null,null,null,null,null,null,null,null,null,null,null,null,null,null,null,null,132,22,3166,{"$f":"OFFSET(EMP!$D$1,IF($CA$1,BX3168,366-BX3168),BY3168)","v":1252},{"$f":"IF(BZ3168=SUMIF(EMP!$AQ$51:$AQ$90,CB3167,EMP!$BK$51:$BK$90),CB3167+1,CB3167)","v":5},1120,{"$f":"SUMIF(EMP!$AQ$51:$AQ$90,CB3168,EMP!$BJ$51:$BJ$90)","v":1093.6968266041702}]
[null,null,null,null,null,null,null,null,null,null,null,null,null,null,null,null,null,null,null,null,null,null,null,null,null,null,null,null,null,null,null,null,null,null,null,null,null,null,null,null,null,null,null,null,null,null,null,null,null,null,null,null,null,null,null,null,null,null,null,null,null,null,null,null,null,null,null,null,null,null,null,null,null,null,null,133,13,3181,{"$f":"OFFSET(EMP!$D$1,IF($CA$1,BX3183,366-BX3183),BY3183)","v":1175},{"$f":"IF(BZ3183=SUMIF(EMP!$AQ$51:$AQ$90,CB3182,EMP!$BK$51:$BK$90),CB3182+1,CB3182)","v":5},1120,{"$f":"SUMIF(EMP!$AQ$51:$AQ$90,CB3183,EMP!$BJ$51:$BJ$90)","v":1093.6968266041702}]
[null,null,null,null,null,null,null,null,null,null,null,null,null,null,null,null,null,null,null,null,null,null,null,null,null,null,null,null,null,null,null,null,null,null,null,null,null,null,null,null,null,null,null,null,null,null,null,null,null,null,null,null,null,null,null,null,null,null,null,null,null,null,null,null,null,null,null,null,null,null,null,null,null,null,null,134,6,3198,{"$f":"OFFSET(EMP!$D$1,IF($CA$1,BX3200,366-BX3200),BY3200)","v":1055},{"$f":"IF(BZ3200=SUMIF(EMP!$AQ$51:$AQ$90,CB3199,EMP!$BK$51:$BK$90),CB3199+1,CB3199)","v":5},1119,{"$f":"SUMIF(EMP!$AQ$51:$AQ$90,CB3200,EMP!$BJ$51:$BJ$90)","v":1093.6968266041702}]
[null,null,null,null,null,null,null,null,null,null,null,null,null,null,null,null,null,null,null,null,null,null,null,null,null,null,null,null,null,null,null,null,null,null,null,null,null,null,null,null,null,null,null,null,null,null,null,null,null,null,null,null,null,null,null,null,null,null,null,null,null,null,null,null,null,null,null,null,null,null,null,null,null,null,null,134,24,3216,{"$f":"OFFSET(EMP!$D$1,IF($CA$1,BX3218,366-BX3218),BY3218)","v":1076},{"$f":"IF(BZ3218=SUMIF(EMP!$AQ$51:$AQ$90,CB3217,EMP!$BK$51:$BK$90),CB3217+1,CB3217)","v":5},1118,{"$f":"SUMIF(EMP!$AQ$51:$AQ$90,CB3218,EMP!$BJ$51:$BJ$90)","v":1093.6968266041702}]
[null,null,null,null,null,null,null,null,null,null,null,null,null,null,null,null,null,null,null,null,null,null,null,null,null,null,null,null,null,null,null,null,null,null,null,null,null,null,null,null,null,null,null,null,null,null,null,null,null,null,null,null,null,null,null,null,null,null,null,null,null,null,null,null,null,null,null,null,null,null,null,null,null,null,null,135,1,3217,{"$f":"OFFSET(EMP!$D$1,IF($CA$1,BX3219,366-BX3219),BY3219)","v":1063},{"$f":"IF(BZ3219=SUMIF(EMP!$AQ$51:$AQ$90,CB3218,EMP!$BK$51:$BK$90),CB3218+1,CB3218)","v":5},1118,{"$f":"SUMIF(EMP!$AQ$51:$AQ$90,CB3219,EMP!$BJ$51:$BJ$90)","v":1093.6968266041702}]
[null,null,null,null,null,null,null,null,null,null,null,null,null,null,null,null,null,null,null,null,null,null,null,null,null,null,null,null,null,null,null,null,null,null,null,null,null,null,null,null,null,null,null,null,null,null,null,null,null,null,null,null,null,null,null,null,null,null,null,null,null,null,null,null,null,null,null,null,null,null,null,null,null,null,null,135,18,3234,{"$f":"OFFSET(EMP!$D$1,IF($CA$1,BX3236,366-BX3236),BY3236)","v":1170},{"$f":"IF(BZ3236=SUMIF(EMP!$AQ$51:$AQ$90,CB3235,EMP!$BK$51:$BK$90),CB3235+1,CB3235)","v":6},1118,{"$f":"SUMIF(EMP!$AQ$51:$AQ$90,CB3236,EMP!$BJ$51:$BJ$90)","v":1072.8186159323079}]
[null,null,null,null,null,null,null,null,null,null,null,null,null,null,null,null,null,null,null,null,null,null,null,null,null,null,null,null,null,null,null,null,null,null,null,null,null,null,null,null,null,null,null,null,null,null,null,null,null,null,null,null,null,null,null,null,null,null,null,null,null,null,null,null,null,null,null,null,null,null,null,null,null,null,null,136,11,3251,{"$f":"OFFSET(EMP!$D$1,IF($CA$1,BX3253,366-BX3253),BY3253)","v":1024},{"$f":"IF(BZ3253=SUMIF(EMP!$AQ$51:$AQ$90,CB3252,EMP!$BK$51:$BK$90),CB3252+1,CB3252)","v":6},1117,{"$f":"SUMIF(EMP!$AQ$51:$AQ$90,CB3253,EMP!$BJ$51:$BJ$90)","v":1072.8186159323079}]
[null,null,null,null,null,null,null,null,null,null,null,null,null,null,null,null,null,null,null,null,null,null,null,null,null,null,null,null,null,null,null,null,null,null,null,null,null,null,null,null,null,null,null,null,null,null,null,null,null,null,null,null,null,null,null,null,null,null,null,null,null,null,null,null,null,null,null,null,null,null,null,null,null,null,null,{"$f":"ROUNDDOWN((BZ3267-1)/24,0)+1","v":137},1,3265,{"$f":"OFFSET(EMP!$D$1,IF($CA$1,BX3267,366-BX3267),BY3267)","v":1125},{"$f":"IF(BZ3267=SUMIF(EMP!$AQ$51:$AQ$90,CB3266,EMP!$BK$51:$BK$90),CB3266+1,CB3266)","v":6},1117,{"$f":"SUMIF(EMP!$AQ$51:$AQ$90,CB3267,EMP!$BJ$51:$BJ$90)","v":1072.8186159323079}]
[null,null,null,null,null,null,null,null,null,null,null,null,null,null,null,null,null,null,null,null,null,null,null,null,null,null,null,null,null,null,null,null,null,null,null,null,null,null,null,null,null,null,null,null,null,null,null,null,null,null,null,null,null,null,null,null,null,null,null,null,null,null,null,null,null,null,null,null,null,null,null,null,null,null,null,137,22,3286,{"$f":"OFFSET(EMP!$D$1,IF($CA$1,BX3288,366-BX3288),BY3288)","v":1087},{"$f":"IF(BZ3288=SUMIF(EMP!$AQ$51:$AQ$90,CB3287,EMP!$BK$51:$BK$90),CB3287+1,CB3287)","v":6},1116,{"$f":"SUMIF(EMP!$AQ$51:$AQ$90,CB3288,EMP!$BJ$51:$BJ$90)","v":1072.8186159323079}]
[null,null,null,null,null,null,null,null,null,null,null,null,null,null,null,null,null,null,null,null,null,null,null,null,null,null,null,null,null,null,null,null,null,null,null,null,null,null,null,null,null,null,null,null,null,null,null,null,null,null,null,null,null,null,null,null,null,null,null,null,null,null,null,null,null,null,null,null,null,null,null,null,null,null,null,138,15,3303,{"$f":"OFFSET(EMP!$D$1,IF($CA$1,BX3305,366-BX3305),BY3305)","v":1198},{"$f":"IF(BZ3305=SUMIF(EMP!$AQ$51:$AQ$90,CB3304,EMP!$BK$51:$BK$90),CB3304+1,CB3304)","v":6},1115,{"$f":"SUMIF(EMP!$AQ$51:$AQ$90,CB3305,EMP!$BJ$51:$BJ$90)","v":1072.8186159323079}]
[null,null,null,null,null,null,null,null,null,null,null,null,null,null,null,null,null,null,null,null,null,null,null,null,null,null,null,null,null,null,null,null,null,null,null,null,null,null,null,null,null,null,null,null,null,null,null,null,null,null,null,null,null,null,null,null,null,null,null,null,null,null,null,null,null,null,null,null,null,null,null,null,null,null,null,139,4,3316,{"$f":"OFFSET(EMP!$D$1,IF($CA$1,BX3318,366-BX3318),BY3318)","v":1124},{"$f":"IF(BZ3318=SUMIF(EMP!$AQ$51:$AQ$90,CB3317,EMP!$BK$51:$BK$90),CB3317+1,CB3317)","v":6},1114,{"$f":"SUMIF(EMP!$AQ$51:$AQ$90,CB3318,EMP!$BJ$51:$BJ$90)","v":1072.8186159323079}]
[null,null,null,null,null,null,null,null,null,null,null,null,null,null,null,null,null,null,null,null,null,null,null,null,null,null,null,null,null,null,null,null,null,null,null,null,null,null,null,null,null,null,null,null,null,null,null,null,null,null,null,null,null,null,null,null,null,null,null,null,null,null,null,null,null,null,null,null,null,null,null,null,null,null,null,140,2,3338,{"$f":"OFFSET(EMP!$D$1,IF($CA$1,BX3340,366-BX3340),BY3340)","v":1034},{"$f":"IF(BZ3340=SUMIF(EMP!$AQ$51:$AQ$90,CB3339,EMP!$BK$51:$BK$90),CB3339+1,CB3339)","v":6},1113,{"$f":"SUMIF(EMP!$AQ$51:$AQ$90,CB3340,EMP!$BJ$51:$BJ$90)","v":1072.8186159323079}]
[null,null,null,null,null,null,null,null,null,null,null,null,null,null,null,null,null,null,null,null,null,null,null,null,null,null,null,null,null,null,null,null,null,null,null,null,null,null,null,null,null,null,null,null,null,null,null,null,null,null,null,null,null,null,null,null,null,null,null,null,null,null,null,null,null,null,null,null,null,null,null,null,null,null,null,140,19,3355,{"$f":"OFFSET(EMP!$D$1,IF($CA$1,BX3357,366-BX3357),BY3357)","v":1217},{"$f":"IF(BZ3357=SUMIF(EMP!$AQ$51:$AQ$90,CB3356,EMP!$BK$51:$BK$90),CB3356+1,CB3356)","v":6},1112.7,{"$f":"SUMIF(EMP!$AQ$51:$AQ$90,CB3357,EMP!$BJ$51:$BJ$90)","v":1072.8186159323079}]
[null,null,null,null,null,null,null,null,null,null,null,null,null,null,null,null,null,null,null,null,null,null,null,null,null,null,null,null,null,null,null,null,null,null,null,null,null,null,null,null,null,null,null,null,null,null,null,null,null,null,null,null,null,null,null,null,null,null,null,null,null,null,null,null,null,null,null,null,null,null,null,null,null,null,null,141,12,3372,{"$f":"OFFSET(EMP!$D$1,IF($CA$1,BX3374,366-BX3374),BY3374)","v":1161},{"$f":"IF(BZ3374=SUMIF(EMP!$AQ$51:$AQ$90,CB3373,EMP!$BK$51:$BK$90),CB3373+1,CB3373)","v":6},1112,{"$f":"SUMIF(EMP!$AQ$51:$AQ$90,CB3374,EMP!$BJ$51:$BJ$90)","v":1072.8186159323079}]
[null,null,null,null,null,null,null,null,null,null,null,null,null,null,null,null,null,null,null,null,null,null,null,null,null,null,null,null,null,null,null,null,null,null,null,null,null,null,null,null,null,null,null,null,null,null,null,null,null,null,null,null,null,null,null,null,null,null,null,null,null,null,null,null,null,null,null,null,null,null,null,null,null,null,null,141,22,3382,{"$f":"OFFSET(EMP!$D$1,IF($CA$1,BX3384,366-BX3384),BY3384)","v":1283},{"$f":"IF(BZ3384=SUMIF(EMP!$AQ$51:$AQ$90,CB3383,EMP!$BK$51:$BK$90),CB3383+1,CB3383)","v":6},1112,{"$f":"SUMIF(EMP!$AQ$51:$AQ$90,CB3384,EMP!$BJ$51:$BJ$90)","v":1072.8186159323079}]
[null,null,null,null,null,null,null,null,null,null,null,null,null,null,null,null,null,null,null,null,null,null,null,null,null,null,null,null,null,null,null,null,null,null,null,null,null,null,null,null,null,null,null,null,null,null,null,null,null,null,null,null,null,null,null,null,null,null,null,null,null,null,null,null,null,null,null,null,null,null,null,null,null,null,null,142,23,3407,{"$f":"OFFSET(EMP!$D$1,IF($CA$1,BX3409,366-BX3409),BY3409)","v":1276},{"$f":"IF(BZ3409=SUMIF(EMP!$AQ$51:$AQ$90,CB3408,EMP!$BK$51:$BK$90),CB3408+1,CB3408)","v":6},1111,{"$f":"SUMIF(EMP!$AQ$51:$AQ$90,CB3409,EMP!$BJ$51:$BJ$90)","v":1072.8186159323079}]
[null,null,null,null,null,null,null,null,null,null,null,null,null,null,null,null,null,null,null,null,null,null,null,null,null,null,null,null,null,null,null,null,null,null,null,null,null,null,null,null,null,null,null,null,null,null,null,null,null,null,null,null,null,null,null,null,null,null,null,null,null,null,null,null,null,null,null,null,null,null,null,null,null,null,null,143,16,3424,{"$f":"OFFSET(EMP!$D$1,IF($CA$1,BX3426,366-BX3426),BY3426)","v":1084},{"$f":"IF(BZ3426=SUMIF(EMP!$AQ$51:$AQ$90,CB3425,EMP!$BK$51:$BK$90),CB3425+1,CB3425)","v":6},1110,{"$f":"SUMIF(EMP!$AQ$51:$AQ$90,CB3426,EMP!$BJ$51:$BJ$90)","v":1072.8186159323079}]
[null,null,null,null,null,null,null,null,null,null,null,null,null,null,null,null,null,null,null,null,null,null,null,null,null,null,null,null,null,null,null,null,null,null,null,null,null,null,null,null,null,null,null,null,null,null,null,null,null,null,null,null,null,null,null,null,null,null,null,null,null,null,null,null,null,null,null,null,null,null,null,null,null,null,null,144,9,3441,{"$f":"OFFSET(EMP!$D$1,IF($CA$1,BX3443,366-BX3443),BY3443)","v":976},{"$f":"IF(BZ3443=SUMIF(EMP!$AQ$51:$AQ$90,CB3442,EMP!$BK$51:$BK$90),CB3442+1,CB3442)","v":6},1110,{"$f":"SUMIF(EMP!$AQ$51:$AQ$90,CB3443,EMP!$BJ$51:$BJ$90)","v":1072.8186159323079}]
[null,null,null,null,null,null,null,null,null,null,null,null,null,null,null,null,null,null,null,null,null,null,null,null,null,null,null,null,null,null,null,null,null,null,null,null,null,null,null,null,null,null,null,null,null,null,null,null,null,null,null,null,null,null,null,null,null,null,null,null,null,null,null,null,null,null,null,null,null,null,null,null,null,null,null,144,17,3449,{"$f":"OFFSET(EMP!$D$1,IF($CA$1,BX3451,366-BX3451),BY3451)","v":1040},{"$f":"IF(BZ3451=SUMIF(EMP!$AQ$51:$AQ$90,CB3450,EMP!$BK$51:$BK$90),CB3450+1,CB3450)","v":6},1110,{"$f":"SUMIF(EMP!$AQ$51:$AQ$90,CB3451,EMP!$BJ$51:$BJ$90)","v":1072.8186159323079}]
[null,null,null,null,null,null,null,null,null,null,null,null,null,null,null,null,null,null,null,null,null,null,null,null,null,null,null,null,null,null,null,null,null,null,null,null,null,null,null,null,null,null,null,null,null,null,null,null,null,null,null,null,null,null,null,null,null,null,null,null,null,null,null,null,null,null,null,null,null,null,null,null,null,null,null,145,20,3476,{"$f":"OFFSET(EMP!$D$1,IF($CA$1,BX3478,366-BX3478),BY3478)","v":1218},{"$f":"IF(BZ3478=SUMIF(EMP!$AQ$51:$AQ$90,CB3477,EMP!$BK$51:$BK$90),CB3477+1,CB3477)","v":6},1109,{"$f":"SUMIF(EMP!$AQ$51:$AQ$90,CB3478,EMP!$BJ$51:$BJ$90)","v":1072.8186159323079}]
[null,null,null,null,null,null,null,null,null,null,null,null,null,null,null,null,null,null,null,null,null,null,null,null,null,null,null,null,null,null,null,null,null,null,null,null,null,null,null,null,null,null,null,null,null,null,null,null,null,null,null,null,null,null,null,null,null,null,null,null,null,null,null,null,null,null,null,null,null,null,null,null,null,null,null,145,21,3477,{"$f":"OFFSET(EMP!$D$1,IF($CA$1,BX3479,366-BX3479),BY3479)","v":1183},{"$f":"IF(BZ3479=SUMIF(EMP!$AQ$51:$AQ$90,CB3478,EMP!$BK$51:$BK$90),CB3478+1,CB3478)","v":6},1109,{"$f":"SUMIF(EMP!$AQ$51:$AQ$90,CB3479,EMP!$BJ$51:$BJ$90)","v":1072.8186159323079}]
[null,null,null,null,null,null,null,null,null,null,null,null,null,null,null,null,null,null,null,null,null,null,null,null,null,null,null,null,null,null,null,null,null,null,null,null,null,null,null,null,null,null,null,null,null,null,null,null,null,null,null,null,null,null,null,null,null,null,null,null,null,null,null,null,null,null,null,null,null,null,null,null,null,null,null,146,19,3499,{"$f":"OFFSET(EMP!$D$1,IF($CA$1,BX3501,366-BX3501),BY3501)","v":1270},{"$f":"IF(BZ3501=SUMIF(EMP!$AQ$51:$AQ$90,CB3500,EMP!$BK$51:$BK$90),CB3500+1,CB3500)","v":6},1108,{"$f":"SUMIF(EMP!$AQ$51:$AQ$90,CB3501,EMP!$BJ$51:$BJ$90)","v":1072.8186159323079}]
[null,null,null,null,null,null,null,null,null,null,null,null,null,null,null,null,null,null,null,null,null,null,null,null,null,null,null,null,null,null,null,null,null,null,null,null,null,null,null,null,null,null,null,null,null,null,null,null,null,null,null,null,null,null,null,null,null,null,null,null,null,null,null,null,null,null,null,null,null,null,null,null,null,null,null,147,8,3512,{"$f":"OFFSET(EMP!$D$1,IF($CA$1,BX3514,366-BX3514),BY3514)","v":1056},{"$f":"IF(BZ3514=SUMIF(EMP!$AQ$51:$AQ$90,CB3513,EMP!$BK$51:$BK$90),CB3513+1,CB3513)","v":6},1108,{"$f":"SUMIF(EMP!$AQ$51:$AQ$90,CB3514,EMP!$BJ$51:$BJ$90)","v":1072.8186159323079}]
[null,null,null,null,null,null,null,null,null,null,null,null,null,null,null,null,null,null,null,null,null,null,null,null,null,null,null,null,null,null,null,null,null,null,null,null,null,null,null,null,null,null,null,null,null,null,null,null,null,null,null,null,null,null,null,null,null,null,null,null,null,null,null,null,null,null,null,null,null,null,null,null,null,null,null,148,1,3529,{"$f":"OFFSET(EMP!$D$1,IF($CA$1,BX3531,366-BX3531),BY3531)","v":1117},{"$f":"IF(BZ3531=SUMIF(EMP!$AQ$51:$AQ$90,CB3530,EMP!$BK$51:$BK$90),CB3530+1,CB3530)","v":6},1108,{"$f":"SUMIF(EMP!$AQ$51:$AQ$90,CB3531,EMP!$BJ$51:$BJ$90)","v":1072.8186159323079}]
[null,null,null,null,null,null,null,null,null,null,null,null,null,null,null,null,null,null,null,null,null,null,null,null,null,null,null,null,null,null,null,null,null,null,null,null,null,null,null,null,null,null,null,null,null,null,null,null,null,null,null,null,null,null,null,null,null,null,null,null,null,null,null,null,null,null,null,null,null,null,null,null,null,null,null,148,18,3546,{"$f":"OFFSET(EMP!$D$1,IF($CA$1,BX3548,366-BX3548),BY3548)","v":1103},{"$f":"IF(BZ3548=SUMIF(EMP!$AQ$51:$AQ$90,CB3547,EMP!$BK$51:$BK$90),CB3547+1,CB3547)","v":6},1107,{"$f":"SUMIF(EMP!$AQ$51:$AQ$90,CB3548,EMP!$BJ$51:$BJ$90)","v":1072.8186159323079}]
[null,null,null,null,null,null,null,null,null,null,null,null,null,null,null,null,null,null,null,null,null,null,null,null,null,null,null,null,null,null,null,null,null,null,null,null,null,null,null,null,null,null,null,null,null,null,null,null,null,null,null,null,null,null,null,null,null,null,null,null,null,null,null,null,null,null,null,null,null,null,null,null,null,null,null,149,13,3565,{"$f":"OFFSET(EMP!$D$1,IF($CA$1,BX3567,366-BX3567),BY3567)","v":1095},{"$f":"IF(BZ3567=SUMIF(EMP!$AQ$51:$AQ$90,CB3566,EMP!$BK$51:$BK$90),CB3566+1,CB3566)","v":6},1106,{"$f":"SUMIF(EMP!$AQ$51:$AQ$90,CB3567,EMP!$BJ$51:$BJ$90)","v":1072.8186159323079}]
[null,null,null,null,null,null,null,null,null,null,null,null,null,null,null,null,null,null,null,null,null,null,null,null,null,null,null,null,null,null,null,null,null,null,null,null,null,null,null,null,null,null,null,null,null,null,null,null,null,null,null,null,null,null,null,null,null,null,null,null,null,null,null,null,null,null,null,null,null,null,null,null,null,null,null,150,5,3581,{"$f":"OFFSET(EMP!$D$1,IF($CA$1,BX3583,366-BX3583),BY3583)","v":976},{"$f":"IF(BZ3583=SUMIF(EMP!$AQ$51:$AQ$90,CB3582,EMP!$BK$51:$BK$90),CB3582+1,CB3582)","v":6},1106,{"$f":"SUMIF(EMP!$AQ$51:$AQ$90,CB3583,EMP!$BJ$51:$BJ$90)","v":1072.8186159323079}]
[null,null,null,null,null,null,null,null,null,null,null,null,null,null,null,null,null,null,null,null,null,null,null,null,null,null,null,null,null,null,null,null,null,null,null,null,null,null,null,null,null,null,null,null,null,null,null,null,null,null,null,null,null,null,null,null,null,null,null,null,null,null,null,null,null,null,null,null,null,null,null,null,null,null,null,150,22,3598,{"$f":"OFFSET(EMP!$D$1,IF($CA$1,BX3600,366-BX3600),BY3600)","v":1171},{"$f":"IF(BZ3600=SUMIF(EMP!$AQ$51:$AQ$90,CB3599,EMP!$BK$51:$BK$90),CB3599+1,CB3599)","v":6},1105,{"$f":"SUMIF(EMP!$AQ$51:$AQ$90,CB3600,EMP!$BJ$51:$BJ$90)","v":1072.8186159323079}]
[null,null,null,null,null,null,null,null,null,null,null,null,null,null,null,null,null,null,null,null,null,null,null,null,null,null,null,null,null,null,null,null,null,null,null,null,null,null,null,null,null,null,null,null,null,null,null,null,null,null,null,null,null,null,null,null,null,null,null,null,null,null,null,null,null,null,null,null,null,null,null,null,null,null,null,151,15,3615,{"$f":"OFFSET(EMP!$D$1,IF($CA$1,BX3617,366-BX3617),BY3617)","v":968},{"$f":"IF(BZ3617=SUMIF(EMP!$AQ$51:$AQ$90,CB3616,EMP!$BK$51:$BK$90),CB3616+1,CB3616)","v":6},1104,{"$f":"SUMIF(EMP!$AQ$51:$AQ$90,CB3617,EMP!$BJ$51:$BJ$90)","v":1072.8186159323079}]
[null,null,null,null,null,null,null,null,null,null,null,null,null,null,null,null,null,null,null,null,null,null,null,null,null,null,null,null,null,null,null,null,null,null,null,null,null,null,null,null,null,null,null,null,null,null,null,null,null,null,null,null,null,null,null,null,null,null,null,null,null,null,null,null,null,null,null,null,null,null,null,null,null,null,null,152,8,3632,{"$f":"OFFSET(EMP!$D$1,IF($CA$1,BX3634,366-BX3634),BY3634)","v":847},{"$f":"IF(BZ3634=SUMIF(EMP!$AQ$51:$AQ$90,CB3633,EMP!$BK$51:$BK$90),CB3633+1,CB3633)","v":6},1103,{"$f":"SUMIF(EMP!$AQ$51:$AQ$90,CB3634,EMP!$BJ$51:$BJ$90)","v":1072.8186159323079}]
[null,null,null,null,null,null,null,null,null,null,null,null,null,null,null,null,null,null,null,null,null,null,null,null,null,null,null,null,null,null,null,null,null,null,null,null,null,null,null,null,null,null,null,null,null,null,null,null,null,null,null,null,null,null,null,null,null,null,null,null,null,null,null,null,null,null,null,null,null,null,null,null,null,null,null,153,2,{"$f":"BZ3651+1","v":3650},{"$f":"OFFSET(EMP!$D$1,IF($CA$1,BX3652,366-BX3652),BY3652)","v":1038},{"$f":"IF(BZ3652=SUMIF(EMP!$AQ$51:$AQ$90,CB3651,EMP!$BK$51:$BK$90),CB3651+1,CB3651)","v":6},1103,{"$f":"SUMIF(EMP!$AQ$51:$AQ$90,CB3652,EMP!$BJ$51:$BJ$90)","v":1072.8186159323079}]
[null,null,null,null,null,null,null,null,null,null,null,null,null,null,null,null,null,null,null,null,null,null,null,null,null,null,null,null,null,null,null,null,null,null,null,null,null,null,null,null,null,null,null,null,null,null,null,null,null,null,null,null,null,null,null,null,null,null,null,null,null,null,null,null,null,null,null,null,null,null,null,null,null,null,null,153,19,3667,{"$f":"OFFSET(EMP!$D$1,IF($CA$1,BX3669,366-BX3669),BY3669)","v":1277},{"$f":"IF(BZ3669=SUMIF(EMP!$AQ$51:$AQ$90,CB3668,EMP!$BK$51:$BK$90),CB3668+1,CB3668)","v":6},1102,{"$f":"SUMIF(EMP!$AQ$51:$AQ$90,CB3669,EMP!$BJ$51:$BJ$90)","v":1072.8186159323079}]
[null,null,null,null,null,null,null,null,null,null,null,null,null,null,null,null,null,null,null,null,null,null,null,null,null,null,null,null,null,null,null,null,null,null,null,null,null,null,null,null,null,null,null,null,null,null,null,null,null,null,null,null,null,null,null,null,null,null,null,null,null,null,null,null,null,null,null,null,null,null,null,null,null,null,null,154,10,3682,{"$f":"OFFSET(EMP!$D$1,IF($CA$1,BX3684,366-BX3684),BY3684)","v":1111},{"$f":"IF(BZ3684=SUMIF(EMP!$AQ$51:$AQ$90,CB3683,EMP!$BK$51:$BK$90),CB3683+1,CB3683)","v":6},1101,{"$f":"SUMIF(EMP!$AQ$51:$AQ$90,CB3684,EMP!$BJ$51:$BJ$90)","v":1072.8186159323079}]
[null,null,null,null,null,null,null,null,null,null,null,null,null,null,null,null,null,null,null,null,null,null,null,null,null,null,null,null,null,null,null,null,null,null,null,null,null,null,null,null,null,null,null,null,null,null,null,null,null,null,null,null,null,null,null,null,null,null,null,null,null,null,null,null,null,null,null,null,null,null,null,null,null,null,null,155,6,3702,{"$f":"OFFSET(EMP!$D$1,IF($CA$1,BX3704,366-BX3704),BY3704)","v":1054},{"$f":"IF(BZ3704=SUMIF(EMP!$AQ$51:$AQ$90,CB3703,EMP!$BK$51:$BK$90),CB3703+1,CB3703)","v":6},1101,{"$f":"SUMIF(EMP!$AQ$51:$AQ$90,CB3704,EMP!$BJ$51:$BJ$90)","v":1072.8186159323079}]
[null,null,null,null,null,null,null,null,null,null,null,null,null,null,null,null,null,null,null,null,null,null,null,null,null,null,null,null,null,null,null,null,null,null,null,null,null,null,null,null,null,null,null,null,null,null,null,null,null,null,null,null,null,null,null,null,null,null,null,null,null,null,null,null,null,null,null,null,null,null,null,null,null,null,null,155,23,3719,{"$f":"OFFSET(EMP!$D$1,IF($CA$1,BX3721,366-BX3721),BY3721)","v":1050},{"$f":"IF(BZ3721=SUMIF(EMP!$AQ$51:$AQ$90,CB3720,EMP!$BK$51:$BK$90),CB3720+1,CB3720)","v":6},1100,{"$f":"SUMIF(EMP!$AQ$51:$AQ$90,CB3721,EMP!$BJ$51:$BJ$90)","v":1072.8186159323079}]
[null,null,null,null,null,null,null,null,null,null,null,null,null,null,null,null,null,null,null,null,null,null,null,null,null,null,null,null,null,null,null,null,null,null,null,null,null,null,null,null,null,null,null,null,null,null,null,null,null,null,null,null,null,null,null,null,null,null,null,null,null,null,null,null,null,null,null,null,null,null,null,null,null,null,null,156,16,3736,{"$f":"OFFSET(EMP!$D$1,IF($CA$1,BX3738,366-BX3738),BY3738)","v":1065},{"$f":"IF(BZ3738=SUMIF(EMP!$AQ$51:$AQ$90,CB3737,EMP!$BK$51:$BK$90),CB3737+1,CB3737)","v":6},1099,{"$f":"SUMIF(EMP!$AQ$51:$AQ$90,CB3738,EMP!$BJ$51:$BJ$90)","v":1072.8186159323079}]
[null,null,null,null,null,null,null,null,null,null,null,null,null,null,null,null,null,null,null,null,null,null,null,null,null,null,null,null,null,null,null,null,null,null,null,null,null,null,null,null,null,null,null,null,null,null,null,null,null,null,null,null,null,null,null,null,null,null,null,null,null,null,null,null,null,null,null,null,null,null,null,null,null,null,null,157,5,3749,{"$f":"OFFSET(EMP!$D$1,IF($CA$1,BX3751,366-BX3751),BY3751)","v":956},{"$f":"IF(BZ3751=SUMIF(EMP!$AQ$51:$AQ$90,CB3750,EMP!$BK$51:$BK$90),CB3750+1,CB3750)","v":6},1099,{"$f":"SUMIF(EMP!$AQ$51:$AQ$90,CB3751,EMP!$BJ$51:$BJ$90)","v":1072.8186159323079}]
[null,null,null,null,null,null,null,null,null,null,null,null,null,null,null,null,null,null,null,null,null,null,null,null,null,null,null,null,null,null,null,null,null,null,null,null,null,null,null,null,null,null,null,null,null,null,null,null,null,null,null,null,null,null,null,null,null,null,null,null,null,null,null,null,null,null,null,null,null,null,null,null,null,null,null,157,11,3755,{"$f":"OFFSET(EMP!$D$1,IF($CA$1,BX3757,366-BX3757),BY3757)","v":952},{"$f":"IF(BZ3757=SUMIF(EMP!$AQ$51:$AQ$90,CB3756,EMP!$BK$51:$BK$90),CB3756+1,CB3756)","v":6},1099,{"$f":"SUMIF(EMP!$AQ$51:$AQ$90,CB3757,EMP!$BJ$51:$BJ$90)","v":1072.8186159323079}]
[null,null,null,null,null,null,null,null,null,null,null,null,null,null,null,null,null,null,null,null,null,null,null,null,null,null,null,null,null,null,null,null,null,null,null,null,null,null,null,null,null,null,null,null,null,null,null,null,null,null,null,null,null,null,null,null,null,null,null,null,null,null,null,null,null,null,null,null,null,null,null,null,null,null,null,158,4,3772,{"$f":"OFFSET(EMP!$D$1,IF($CA$1,BX3774,366-BX3774),BY3774)","v":964},{"$f":"IF(BZ3774=SUMIF(EMP!$AQ$51:$AQ$90,CB3773,EMP!$BK$51:$BK$90),CB3773+1,CB3773)","v":6},1097,{"$f":"SUMIF(EMP!$AQ$51:$AQ$90,CB3774,EMP!$BJ$51:$BJ$90)","v":1072.8186159323079}]
[null,null,null,null,null,null,null,null,null,null,null,null,null,null,null,null,null,null,null,null,null,null,null,null,null,null,null,null,null,null,null,null,null,null,null,null,null,null,null,null,null,null,null,null,null,null,null,null,null,null,null,null,null,null,null,null,null,null,null,null,null,null,null,null,null,null,null,null,null,null,null,null,null,null,null,159,7,3799,{"$f":"OFFSET(EMP!$D$1,IF($CA$1,BX3801,366-BX3801),BY3801)","v":978},{"$f":"IF(BZ3801=SUMIF(EMP!$AQ$51:$AQ$90,CB3800,EMP!$BK$51:$BK$90),CB3800+1,CB3800)","v":6},1097,{"$f":"SUMIF(EMP!$AQ$51:$AQ$90,CB3801,EMP!$BJ$51:$BJ$90)","v":1072.8186159323079}]
[null,null,null,null,null,null,null,null,null,null,null,null,null,null,null,null,null,null,null,null,null,null,null,null,null,null,null,null,null,null,null,null,null,null,null,null,null,null,null,null,null,null,null,null,null,null,null,null,null,null,null,null,null,null,null,null,null,null,null,null,null,null,null,null,null,null,null,null,null,null,null,null,null,null,null,159,15,3807,{"$f":"OFFSET(EMP!$D$1,IF($CA$1,BX3809,366-BX3809),BY3809)","v":1159},{"$f":"IF(BZ3809=SUMIF(EMP!$AQ$51:$AQ$90,CB3808,EMP!$BK$51:$BK$90),CB3808+1,CB3808)","v":6},1096,{"$f":"SUMIF(EMP!$AQ$51:$AQ$90,CB3809,EMP!$BJ$51:$BJ$90)","v":1072.8186159323079}]
[null,null,null,null,null,null,null,null,null,null,null,null,null,null,null,null,null,null,null,null,null,null,null,null,null,null,null,null,null,null,null,null,null,null,null,null,null,null,null,null,null,null,null,null,null,null,null,null,null,null,null,null,null,null,null,null,null,null,null,null,null,null,null,null,null,null,null,null,null,null,null,null,null,null,null,160,8,3824,{"$f":"OFFSET(EMP!$D$1,IF($CA$1,BX3826,366-BX3826),BY3826)","v":1093},{"$f":"IF(BZ3826=SUMIF(EMP!$AQ$51:$AQ$90,CB3825,EMP!$BK$51:$BK$90),CB3825+1,CB3825)","v":6},1096,{"$f":"SUMIF(EMP!$AQ$51:$AQ$90,CB3826,EMP!$BJ$51:$BJ$90)","v":1072.8186159323079}]
[null,null,null,null,null,null,null,null,null,null,null,null,null,null,null,null,null,null,null,null,null,null,null,null,null,null,null,null,null,null,null,null,null,null,null,null,null,null,null,null,null,null,null,null,null,null,null,null,null,null,null,null,null,null,null,null,null,null,null,null,null,null,null,null,null,null,null,null,null,null,null,null,null,null,null,{"$f":"ROUNDDOWN((BZ3843-1)/24,0)+1","v":161},1,3841,{"$f":"OFFSET(EMP!$D$1,IF($CA$1,BX3843,366-BX3843),BY3843)","v":1016},{"$f":"IF(BZ3843=SUMIF(EMP!$AQ$51:$AQ$90,CB3842,EMP!$BK$51:$BK$90),CB3842+1,CB3842)","v":6},1095,{"$f":"SUMIF(EMP!$AQ$51:$AQ$90,CB3843,EMP!$BJ$51:$BJ$90)","v":1072.8186159323079}]
[null,null,null,null,null,null,null,null,null,null,null,null,null,null,null,null,null,null,null,null,null,null,null,null,null,null,null,null,null,null,null,null,null,null,null,null,null,null,null,null,null,null,null,null,null,null,null,null,null,null,null,null,null,null,null,null,null,null,null,null,null,null,null,null,null,null,null,null,null,null,null,null,null,null,null,162,{"$f":"BY3843","v":1},3865,{"$f":"OFFSET(EMP!$D$1,IF($CA$1,BX3867,366-BX3867),BY3867)","v":1109},{"$f":"IF(BZ3867=SUMIF(EMP!$AQ$51:$AQ$90,CB3866,EMP!$BK$51:$BK$90),CB3866+1,CB3866)","v":6},1094,{"$f":"SUMIF(EMP!$AQ$51:$AQ$90,CB3867,EMP!$BJ$51:$BJ$90)","v":1072.8186159323079}]
[null,null,null,null,null,null,null,null,null,null,null,null,null,null,null,null,null,null,null,null,null,null,null,null,null,null,null,null,null,null,null,null,null,null,null,null,null,null,null,null,null,null,null,null,null,null,null,null,null,null,null,null,null,null,null,null,null,null,null,null,null,null,null,null,null,null,null,null,null,null,null,null,null,null,null,162,12,3876,{"$f":"OFFSET(EMP!$D$1,IF($CA$1,BX3878,366-BX3878),BY3878)","v":1070},{"$f":"IF(BZ3878=SUMIF(EMP!$AQ$51:$AQ$90,CB3877,EMP!$BK$51:$BK$90),CB3877+1,CB3877)","v":6},1094,{"$f":"SUMIF(EMP!$AQ$51:$AQ$90,CB3878,EMP!$BJ$51:$BJ$90)","v":1072.8186159323079}]
[null,null,null,null,null,null,null,null,null,null,null,null,null,null,null,null,null,null,null,null,null,null,null,null,null,null,null,null,null,null,null,null,null,null,null,null,null,null,null,null,null,null,null,null,null,null,null,null,null,null,null,null,null,null,null,null,null,null,null,null,null,null,null,null,null,null,null,null,null,null,null,null,null,null,null,163,5,3893,{"$f":"OFFSET(EMP!$D$1,IF($CA$1,BX3895,366-BX3895),BY3895)","v":942},{"$f":"IF(BZ3895=SUMIF(EMP!$AQ$51:$AQ$90,CB3894,EMP!$BK$51:$BK$90),CB3894+1,CB3894)","v":6},1093,{"$f":"SUMIF(EMP!$AQ$51:$AQ$90,CB3895,EMP!$BJ$51:$BJ$90)","v":1072.8186159323079}]
[null,null,null,null,null,null,null,null,null,null,null,null,null,null,null,null,null,null,null,null,null,null,null,null,null,null,null,null,null,null,null,null,null,null,null,null,null,null,null,null,null,null,null,null,null,null,null,null,null,null,null,null,null,null,null,null,null,null,null,null,null,null,null,null,null,null,null,null,null,null,null,null,null,null,null,163,22,3910,{"$f":"OFFSET(EMP!$D$1,IF($CA$1,BX3912,366-BX3912),BY3912)","v":1156},{"$f":"IF(BZ3912=SUMIF(EMP!$AQ$51:$AQ$90,CB3911,EMP!$BK$51:$BK$90),CB3911+1,CB3911)","v":6},1093,{"$f":"SUMIF(EMP!$AQ$51:$AQ$90,CB3912,EMP!$BJ$51:$BJ$90)","v":1072.8186159323079}]
[null,null,null,null,null,null,null,null,null,null,null,null,null,null,null,null,null,null,null,null,null,null,null,null,null,null,null,null,null,null,null,null,null,null,null,null,null,null,null,null,null,null,null,null,null,null,null,null,null,null,null,null,null,null,null,null,null,null,null,null,null,null,null,null,null,null,null,null,null,null,null,null,null,null,null,164,20,3932,{"$f":"OFFSET(EMP!$D$1,IF($CA$1,BX3934,366-BX3934),BY3934)","v":1122},{"$f":"IF(BZ3934=SUMIF(EMP!$AQ$51:$AQ$90,CB3933,EMP!$BK$51:$BK$90),CB3933+1,CB3933)","v":6},1092,{"$f":"SUMIF(EMP!$AQ$51:$AQ$90,CB3934,EMP!$BJ$51:$BJ$90)","v":1072.8186159323079}]
[null,null,null,null,null,null,null,null,null,null,null,null,null,null,null,null,null,null,null,null,null,null,null,null,null,null,null,null,null,null,null,null,null,null,null,null,null,null,null,null,null,null,null,null,null,null,null,null,null,null,null,null,null,null,null,null,null,null,null,null,null,null,null,null,null,null,null,null,null,null,null,null,null,null,null,165,9,3945,{"$f":"OFFSET(EMP!$D$1,IF($CA$1,BX3947,366-BX3947),BY3947)","v":878},{"$f":"IF(BZ3947=SUMIF(EMP!$AQ$51:$AQ$90,CB3946,EMP!$BK$51:$BK$90),CB3946+1,CB3946)","v":6},1091,{"$f":"SUMIF(EMP!$AQ$51:$AQ$90,CB3947,EMP!$BJ$51:$BJ$90)","v":1072.8186159323079}]
[null,null,null,null,null,null,null,null,null,null,null,null,null,null,null,null,null,null,null,null,null,null,null,null,null,null,null,null,null,null,null,null,null,null,null,null,null,null,null,null,null,null,null,null,null,null,null,null,null,null,null,null,null,null,null,null,null,null,null,null,null,null,null,null,null,null,null,null,null,null,null,null,null,null,null,166,2,3962,{"$f":"OFFSET(EMP!$D$1,IF($CA$1,BX3964,366-BX3964),BY3964)","v":960},{"$f":"IF(BZ3964=SUMIF(EMP!$AQ$51:$AQ$90,CB3963,EMP!$BK$51:$BK$90),CB3963+1,CB3963)","v":6},1091,{"$f":"SUMIF(EMP!$AQ$51:$AQ$90,CB3964,EMP!$BJ$51:$BJ$90)","v":1072.8186159323079}]
[null,null,null,null,null,null,null,null,null,null,null,null,null,null,null,null,null,null,null,null,null,null,null,null,null,null,null,null,null,null,null,null,null,null,null,null,null,null,null,null,null,null,null,null,null,null,null,null,null,null,null,null,null,null,null,null,null,null,null,null,null,null,null,null,null,null,null,null,null,null,null,null,null,null,null,166,5,3965,{"$f":"OFFSET(EMP!$D$1,IF($CA$1,BX3967,366-BX3967),BY3967)","v":947},{"$f":"IF(BZ3967=SUMIF(EMP!$AQ$51:$AQ$90,CB3966,EMP!$BK$51:$BK$90),CB3966+1,CB3966)","v":6},1091,{"$f":"SUMIF(EMP!$AQ$51:$AQ$90,CB3967,EMP!$BJ$51:$BJ$90)","v":1072.8186159323079}]
[null,null,null,null,null,null,null,null,null,null,null,null,null,null,null,null,null,null,null,null,null,null,null,null,null,null,null,null,null,null,null,null,null,null,null,null,null,null,null,null,null,null,null,null,null,null,null,null,null,null,null,null,null,null,null,null,null,null,null,null,null,null,null,null,null,null,null,null,null,null,null,null,null,null,null,167,13,3997,{"$f":"OFFSET(EMP!$D$1,IF($CA$1,BX3999,366-BX3999),BY3999)","v":942},{"$f":"IF(BZ3999=SUMIF(EMP!$AQ$51:$AQ$90,CB3998,EMP!$BK$51:$BK$90),CB3998+1,CB3998)","v":6},1089.5,{"$f":"SUMIF(EMP!$AQ$51:$AQ$90,CB3999,EMP!$BJ$51:$BJ$90)","v":1072.8186159323079}]
[null,null,null,null,null,null,null,null,null,null,null,null,null,null,null,null,null,null,null,null,null,null,null,null,null,null,null,null,null,null,null,null,null,null,null,null,null,null,null,null,null,null,null,null,null,null,null,null,null,null,null,null,null,null,null,null,null,null,null,null,null,null,null,null,null,null,null,null,null,null,null,null,null,null,null,167,14,3998,{"$f":"OFFSET(EMP!$D$1,IF($CA$1,BX4000,366-BX4000),BY4000)","v":977},{"$f":"IF(BZ4000=SUMIF(EMP!$AQ$51:$AQ$90,CB3999,EMP!$BK$51:$BK$90),CB3999+1,CB3999)","v":6},1089,{"$f":"SUMIF(EMP!$AQ$51:$AQ$90,CB4000,EMP!$BJ$51:$BJ$90)","v":1072.8186159323079}]
[null,null,null,null,null,null,null,null,null,null,null,null,null,null,null,null,null,null,null,null,null,null,null,null,null,null,null,null,null,null,null,null,null,null,null,null,null,null,null,null,null,null,null,null,null,null,null,null,null,null,null,null,null,null,null,null,null,null,null,null,null,null,null,null,null,null,null,null,null,null,null,null,null,null,null,168,7,4015,{"$f":"OFFSET(EMP!$D$1,IF($CA$1,BX4017,366-BX4017),BY4017)","v":965},{"$f":"IF(BZ4017=SUMIF(EMP!$AQ$51:$AQ$90,CB4016,EMP!$BK$51:$BK$90),CB4016+1,CB4016)","v":6},1089,{"$f":"SUMIF(EMP!$AQ$51:$AQ$90,CB4017,EMP!$BJ$51:$BJ$90)","v":1072.8186159323079}]
[null,null,null,null,null,null,null,null,null,null,null,null,null,null,null,null,null,null,null,null,null,null,null,null,null,null,null,null,null,null,null,null,null,null,null,null,null,null,null,null,null,null,null,null,null,null,null,null,null,null,null,null,null,null,null,null,null,null,null,null,null,null,null,null,null,null,null,null,null,null,null,null,null,null,null,168,23,4031,{"$f":"OFFSET(EMP!$D$1,IF($CA$1,BX4033,366-BX4033),BY4033)","v":1131},{"$f":"IF(BZ4033=SUMIF(EMP!$AQ$51:$AQ$90,CB4032,EMP!$BK$51:$BK$90),CB4032+1,CB4032)","v":6},1088,{"$f":"SUMIF(EMP!$AQ$51:$AQ$90,CB4033,EMP!$BJ$51:$BJ$90)","v":1072.8186159323079}]
[null,null,null,null,null,null,null,null,null,null,null,null,null,null,null,null,null,null,null,null,null,null,null,null,null,null,null,null,null,null,null,null,null,null,null,null,null,null,null,null,null,null,null,null,null,null,null,null,null,null,null,null,null,null,null,null,null,null,null,null,null,null,null,null,null,null,null,null,null,null,null,null,null,null,null,169,18,4050,{"$f":"OFFSET(EMP!$D$1,IF($CA$1,BX4052,366-BX4052),BY4052)","v":1094},{"$f":"IF(BZ4052=SUMIF(EMP!$AQ$51:$AQ$90,CB4051,EMP!$BK$51:$BK$90),CB4051+1,CB4051)","v":7},1088,{"$f":"SUMIF(EMP!$AQ$51:$AQ$90,CB4052,EMP!$BJ$51:$BJ$90)","v":1053.8373123810941}]
[null,null,null,null,null,null,null,null,null,null,null,null,null,null,null,null,null,null,null,null,null,null,null,null,null,null,null,null,null,null,null,null,null,null,null,null,null,null,null,null,null,null,null,null,null,null,null,null,null,null,null,null,null,null,null,null,null,null,null,null,null,null,null,null,null,null,null,null,null,null,null,null,null,null,null,170,11,4067,{"$f":"OFFSET(EMP!$D$1,IF($CA$1,BX4069,366-BX4069),BY4069)","v":1141},{"$f":"IF(BZ4069=SUMIF(EMP!$AQ$51:$AQ$90,CB4068,EMP!$BK$51:$BK$90),CB4068+1,CB4068)","v":7},1087,{"$f":"SUMIF(EMP!$AQ$51:$AQ$90,CB4069,EMP!$BJ$51:$BJ$90)","v":1053.8373123810941}]
[null,null,null,null,null,null,null,null,null,null,null,null,null,null,null,null,null,null,null,null,null,null,null,null,null,null,null,null,null,null,null,null,null,null,null,null,null,null,null,null,null,null,null,null,null,null,null,null,null,null,null,null,null,null,null,null,null,null,null,null,null,null,null,null,null,null,null,null,null,null,null,null,null,null,null,171,4,4084,{"$f":"OFFSET(EMP!$D$1,IF($CA$1,BX4086,366-BX4086),BY4086)","v":928},{"$f":"IF(BZ4086=SUMIF(EMP!$AQ$51:$AQ$90,CB4085,EMP!$BK$51:$BK$90),CB4085+1,CB4085)","v":7},1086,{"$f":"SUMIF(EMP!$AQ$51:$AQ$90,CB4086,EMP!$BJ$51:$BJ$90)","v":1053.8373123810941}]
[null,null,null,null,null,null,null,null,null,null,null,null,null,null,null,null,null,null,null,null,null,null,null,null,null,null,null,null,null,null,null,null,null,null,null,null,null,null,null,null,null,null,null,null,null,null,null,null,null,null,null,null,null,null,null,null,null,null,null,null,null,null,null,null,null,null,null,null,null,null,null,null,null,null,null,171,18,{"$f":"BZ4099+1","v":4098},{"$f":"OFFSET(EMP!$D$1,IF($CA$1,BX4100,366-BX4100),BY4100)","v":1032},{"$f":"IF(BZ4100=SUMIF(EMP!$AQ$51:$AQ$90,CB4099,EMP!$BK$51:$BK$90),CB4099+1,CB4099)","v":7},1086,{"$f":"SUMIF(EMP!$AQ$51:$AQ$90,CB4100,EMP!$BJ$51:$BJ$90)","v":1053.8373123810941}]
[null,null,null,null,null,null,null,null,null,null,null,null,null,null,null,null,null,null,null,null,null,null,null,null,null,null,null,null,null,null,null,null,null,null,null,null,null,null,null,null,null,null,null,null,null,null,null,null,null,null,null,null,null,null,null,null,null,null,null,null,null,null,null,null,null,null,null,null,null,null,null,null,null,null,null,172,15,4119,{"$f":"OFFSET(EMP!$D$1,IF($CA$1,BX4121,366-BX4121),BY4121)","v":877},{"$f":"IF(BZ4121=SUMIF(EMP!$AQ$51:$AQ$90,CB4120,EMP!$BK$51:$BK$90),CB4120+1,CB4120)","v":7},1085,{"$f":"SUMIF(EMP!$AQ$51:$AQ$90,CB4121,EMP!$BJ$51:$BJ$90)","v":1053.8373123810941}]
[null,null,null,null,null,null,null,null,null,null,null,null,null,null,null,null,null,null,null,null,null,null,null,null,null,null,null,null,null,null,null,null,null,null,null,null,null,null,null,null,null,null,null,null,null,null,null,null,null,null,null,null,null,null,null,null,null,null,null,null,null,null,null,null,null,null,null,null,null,null,null,null,null,null,null,173,8,4136,{"$f":"OFFSET(EMP!$D$1,IF($CA$1,BX4138,366-BX4138),BY4138)","v":1041},{"$f":"IF(BZ4138=SUMIF(EMP!$AQ$51:$AQ$90,CB4137,EMP!$BK$51:$BK$90),CB4137+1,CB4137)","v":7},1084,{"$f":"SUMIF(EMP!$AQ$51:$AQ$90,CB4138,EMP!$BJ$51:$BJ$90)","v":1053.8373123810941}]
[null,null,null,null,null,null,null,null,null,null,null,null,null,null,null,null,null,null,null,null,null,null,null,null,null,null,null,null,null,null,null,null,null,null,null,null,null,null,null,null,null,null,null,null,null,null,null,null,null,null,null,null,null,null,null,null,null,null,null,null,null,null,null,null,null,null,null,null,null,null,null,null,null,null,null,173,20,4148,{"$f":"OFFSET(EMP!$D$1,IF($CA$1,BX4150,366-BX4150),BY4150)","v":1276},{"$f":"IF(BZ4150=SUMIF(EMP!$AQ$51:$AQ$90,CB4149,EMP!$BK$51:$BK$90),CB4149+1,CB4149)","v":7},1084,{"$f":"SUMIF(EMP!$AQ$51:$AQ$90,CB4150,EMP!$BJ$51:$BJ$90)","v":1053.8373123810941}]
[null,null,null,null,null,null,null,null,null,null,null,null,null,null,null,null,null,null,null,null,null,null,null,null,null,null,null,null,null,null,null,null,null,null,null,null,null,null,null,null,null,null,null,null,null,null,null,null,null,null,null,null,null,null,null,null,null,null,null,null,null,null,null,null,null,null,null,null,null,null,null,null,null,null,null,174,19,4171,{"$f":"OFFSET(EMP!$D$1,IF($CA$1,BX4173,366-BX4173),BY4173)","v":1293},{"$f":"IF(BZ4173=SUMIF(EMP!$AQ$51:$AQ$90,CB4172,EMP!$BK$51:$BK$90),CB4172+1,CB4172)","v":7},1083,{"$f":"SUMIF(EMP!$AQ$51:$AQ$90,CB4173,EMP!$BJ$51:$BJ$90)","v":1053.8373123810941}]
[null,null,null,null,null,null,null,null,null,null,null,null,null,null,null,null,null,null,null,null,null,null,null,null,null,null,null,null,null,null,null,null,null,null,null,null,null,null,null,null,null,null,null,null,null,null,null,null,null,null,null,null,null,null,null,null,null,null,null,null,null,null,null,null,null,null,null,null,null,null,null,null,null,null,null,175,12,4188,{"$f":"OFFSET(EMP!$D$1,IF($CA$1,BX4190,366-BX4190),BY4190)","v":1051},{"$f":"IF(BZ4190=SUMIF(EMP!$AQ$51:$AQ$90,CB4189,EMP!$BK$51:$BK$90),CB4189+1,CB4189)","v":7},1082,{"$f":"SUMIF(EMP!$AQ$51:$AQ$90,CB4190,EMP!$BJ$51:$BJ$90)","v":1053.8373123810941}]
[null,null,null,null,null,null,null,null,null,null,null,null,null,null,null,null,null,null,null,null,null,null,null,null,null,null,null,null,null,null,null,null,null,null,null,null,null,null,null,null,null,null,null,null,null,null,null,null,null,null,null,null,null,null,null,null,null,null,null,null,null,null,null,null,null,null,null,null,null,null,null,null,null,null,null,176,5,4205,{"$f":"OFFSET(EMP!$D$1,IF($CA$1,BX4207,366-BX4207),BY4207)","v":1000},{"$f":"IF(BZ4207=SUMIF(EMP!$AQ$51:$AQ$90,CB4206,EMP!$BK$51:$BK$90),CB4206+1,CB4206)","v":7},1082,{"$f":"SUMIF(EMP!$AQ$51:$AQ$90,CB4207,EMP!$BJ$51:$BJ$90)","v":1053.8373123810941}]
[null,null,null,null,null,null,null,null,null,null,null,null,null,null,null,null,null,null,null,null,null,null,null,null,null,null,null,null,null,null,null,null,null,null,null,null,null,null,null,null,null,null,null,null,null,null,null,null,null,null,null,null,null,null,null,null,null,null,null,null,null,null,null,null,null,null,null,null,null,null,null,null,null,null,null,176,15,4215,{"$f":"OFFSET(EMP!$D$1,IF($CA$1,BX4217,366-BX4217),BY4217)","v":1046},{"$f":"IF(BZ4217=SUMIF(EMP!$AQ$51:$AQ$90,CB4216,EMP!$BK$51:$BK$90),CB4216+1,CB4216)","v":7},1082,{"$f":"SUMIF(EMP!$AQ$51:$AQ$90,CB4217,EMP!$BJ$51:$BJ$90)","v":1053.8373123810941}]
[null,null,null,null,null,null,null,null,null,null,null,null,null,null,null,null,null,null,null,null,null,null,null,null,null,null,null,null,null,null,null,null,null,null,null,null,null,null,null,null,null,null,null,null,null,null,null,null,null,null,null,null,null,null,null,null,null,null,null,null,null,null,null,null,null,null,null,null,null,null,null,null,null,null,null,177,16,4240,{"$f":"OFFSET(EMP!$D$1,IF($CA$1,BX4242,366-BX4242),BY4242)","v":1036},{"$f":"IF(BZ4242=SUMIF(EMP!$AQ$51:$AQ$90,CB4241,EMP!$BK$51:$BK$90),CB4241+1,CB4241)","v":7},1081,{"$f":"SUMIF(EMP!$AQ$51:$AQ$90,CB4242,EMP!$BJ$51:$BJ$90)","v":1053.8373123810941}]
[null,null,null,null,null,null,null,null,null,null,null,null,null,null,null,null,null,null,null,null,null,null,null,null,null,null,null,null,null,null,null,null,null,null,null,null,null,null,null,null,null,null,null,null,null,null,null,null,null,null,null,null,null,null,null,null,null,null,null,null,null,null,null,null,null,null,null,null,null,null,null,null,null,null,null,178,9,4257,{"$f":"OFFSET(EMP!$D$1,IF($CA$1,BX4259,366-BX4259),BY4259)","v":895},{"$f":"IF(BZ4259=SUMIF(EMP!$AQ$51:$AQ$90,CB4258,EMP!$BK$51:$BK$90),CB4258+1,CB4258)","v":7},1080,{"$f":"SUMIF(EMP!$AQ$51:$AQ$90,CB4259,EMP!$BJ$51:$BJ$90)","v":1053.8373123810941}]
[null,null,null,null,null,null,null,null,null,null,null,null,null,null,null,null,null,null,null,null,null,null,null,null,null,null,null,null,null,null,null,null,null,null,null,null,null,null,null,null,null,null,null,null,null,null,null,null,null,null,null,null,null,null,null,null,null,null,null,null,null,null,null,null,null,null,null,null,null,null,null,null,null,null,null,178,17,4265,{"$f":"OFFSET(EMP!$D$1,IF($CA$1,BX4267,366-BX4267),BY4267)","v":954},{"$f":"IF(BZ4267=SUMIF(EMP!$AQ$51:$AQ$90,CB4266,EMP!$BK$51:$BK$90),CB4266+1,CB4266)","v":7},1080,{"$f":"SUMIF(EMP!$AQ$51:$AQ$90,CB4267,EMP!$BJ$51:$BJ$90)","v":1053.8373123810941}]
[null,null,null,null,null,null,null,null,null,null,null,null,null,null,null,null,null,null,null,null,null,null,null,null,null,null,null,null,null,null,null,null,null,null,null,null,null,null,null,null,null,null,null,null,null,null,null,null,null,null,null,null,null,null,null,null,null,null,null,null,null,null,null,null,null,null,null,null,null,null,null,null,null,null,null,179,4,4276,{"$f":"OFFSET(EMP!$D$1,IF($CA$1,BX4278,366-BX4278),BY4278)","v":892},{"$f":"IF(BZ4278=SUMIF(EMP!$AQ$51:$AQ$90,CB4277,EMP!$BK$51:$BK$90),CB4277+1,CB4277)","v":7},1080,{"$f":"SUMIF(EMP!$AQ$51:$AQ$90,CB4278,EMP!$BJ$51:$BJ$90)","v":1053.8373123810941}]
[null,null,null,null,null,null,null,null,null,null,null,null,null,null,null,null,null,null,null,null,null,null,null,null,null,null,null,null,null,null,null,null,null,null,null,null,null,null,null,null,null,null,null,null,null,null,null,null,null,null,null,null,null,null,null,null,null,null,null,null,null,null,null,null,null,null,null,null,null,null,null,null,null,null,null,179,21,4293,{"$f":"OFFSET(EMP!$D$1,IF($CA$1,BX4295,366-BX4295),BY4295)","v":1077},{"$f":"IF(BZ4295=SUMIF(EMP!$AQ$51:$AQ$90,CB4294,EMP!$BK$51:$BK$90),CB4294+1,CB4294)","v":7},1079,{"$f":"SUMIF(EMP!$AQ$51:$AQ$90,CB4295,EMP!$BJ$51:$BJ$90)","v":1053.8373123810941}]
[null,null,null,null,null,null,null,null,null,null,null,null,null,null,null,null,null,null,null,null,null,null,null,null,null,null,null,null,null,null,null,null,null,null,null,null,null,null,null,null,null,null,null,null,null,null,null,null,null,null,null,null,null,null,null,null,null,null,null,null,null,null,null,null,null,null,null,null,null,null,null,null,null,null,null,180,14,4310,{"$f":"OFFSET(EMP!$D$1,IF($CA$1,BX4312,366-BX4312),BY4312)","v":1019},{"$f":"IF(BZ4312=SUMIF(EMP!$AQ$51:$AQ$90,CB4311,EMP!$BK$51:$BK$90),CB4311+1,CB4311)","v":7},1078,{"$f":"SUMIF(EMP!$AQ$51:$AQ$90,CB4312,EMP!$BJ$51:$BJ$90)","v":1053.8373123810941}]
[null,null,null,null,null,null,null,null,null,null,null,null,null,null,null,null,null,null,null,null,null,null,null,null,null,null,null,null,null,null,null,null,null,null,null,null,null,null,null,null,null,null,null,null,null,null,null,null,null,null,null,null,null,null,null,null,null,null,null,null,null,null,null,null,null,null,null,null,null,null,null,null,null,null,null,181,11,4331,{"$f":"OFFSET(EMP!$D$1,IF($CA$1,BX4333,366-BX4333),BY4333)","v":950},{"$f":"IF(BZ4333=SUMIF(EMP!$AQ$51:$AQ$90,CB4332,EMP!$BK$51:$BK$90),CB4332+1,CB4332)","v":7},1078,{"$f":"SUMIF(EMP!$AQ$51:$AQ$90,CB4333,EMP!$BJ$51:$BJ$90)","v":1053.8373123810941}]
[null,null,null,null,null,null,null,null,null,null,null,null,null,null,null,null,null,null,null,null,null,null,null,null,null,null,null,null,null,null,null,null,null,null,null,null,null,null,null,null,null,null,null,null,null,null,null,null,null,null,null,null,null,null,null,null,null,null,null,null,null,null,null,null,null,null,null,null,null,null,null,null,null,null,null,182,1,4345,{"$f":"OFFSET(EMP!$D$1,IF($CA$1,BX4347,366-BX4347),BY4347)","v":907},{"$f":"IF(BZ4347=SUMIF(EMP!$AQ$51:$AQ$90,CB4346,EMP!$BK$51:$BK$90),CB4346+1,CB4346)","v":7},1077,{"$f":"SUMIF(EMP!$AQ$51:$AQ$90,CB4347,EMP!$BJ$51:$BJ$90)","v":1053.8373123810941}]
[null,null,null,null,null,null,null,null,null,null,null,null,null,null,null,null,null,null,null,null,null,null,null,null,null,null,null,null,null,null,null,null,null,null,null,null,null,null,null,null,null,null,null,null,null,null,null,null,null,null,null,null,null,null,null,null,null,null,null,null,null,null,null,null,null,null,null,null,null,null,null,null,null,null,null,182,18,4362,{"$f":"OFFSET(EMP!$D$1,IF($CA$1,BX4364,366-BX4364),BY4364)","v":918},{"$f":"IF(BZ4364=SUMIF(EMP!$AQ$51:$AQ$90,CB4363,EMP!$BK$51:$BK$90),CB4363+1,CB4363)","v":7},1077,{"$f":"SUMIF(EMP!$AQ$51:$AQ$90,CB4364,EMP!$BJ$51:$BJ$90)","v":1053.8373123810941}]
[null,null,null,null,null,null,null,null,null,null,null,null,null,null,null,null,null,null,null,null,null,null,null,null,null,null,null,null,null,null,null,null,null,null,null,null,null,null,null,null,null,null,null,null,null,null,null,null,null,null,null,null,null,null,null,null,null,null,null,null,null,null,null,null,null,null,null,null,null,null,null,null,null,null,null,183,11,4379,{"$f":"OFFSET(EMP!$D$1,IF($CA$1,BX4381,366-BX4381),BY4381)","v":1077},{"$f":"IF(BZ4381=SUMIF(EMP!$AQ$51:$AQ$90,CB4380,EMP!$BK$51:$BK$90),CB4380+1,CB4380)","v":7},1076,{"$f":"SUMIF(EMP!$AQ$51:$AQ$90,CB4381,EMP!$BJ$51:$BJ$90)","v":1053.8373123810941}]
[null,null,null,null,null,null,null,null,null,null,null,null,null,null,null,null,null,null,null,null,null,null,null,null,null,null,null,null,null,null,null,null,null,null,null,null,null,null,null,null,null,null,null,null,null,null,null,null,null,null,null,null,null,null,null,null,null,null,null,null,null,null,null,null,null,null,null,null,null,null,null,null,null,null,null,184,6,4398,{"$f":"OFFSET(EMP!$D$1,IF($CA$1,BX4400,366-BX4400),BY4400)","v":1039},{"$f":"IF(BZ4400=SUMIF(EMP!$AQ$51:$AQ$90,CB4399,EMP!$BK$51:$BK$90),CB4399+1,CB4399)","v":7},1076,{"$f":"SUMIF(EMP!$AQ$51:$AQ$90,CB4400,EMP!$BJ$51:$BJ$90)","v":1053.8373123810941}]
[null,null,null,null,null,null,null,null,null,null,null,null,null,null,null,null,null,null,null,null,null,null,null,null,null,null,null,null,null,null,null,null,null,null,null,null,null,null,null,null,null,null,null,null,null,null,null,null,null,null,null,null,null,null,null,null,null,null,null,null,null,null,null,null,null,null,null,null,null,null,null,null,null,null,null,184,22,4414,{"$f":"OFFSET(EMP!$D$1,IF($CA$1,BX4416,366-BX4416),BY4416)","v":1219},{"$f":"IF(BZ4416=SUMIF(EMP!$AQ$51:$AQ$90,CB4415,EMP!$BK$51:$BK$90),CB4415+1,CB4415)","v":7},1075,{"$f":"SUMIF(EMP!$AQ$51:$AQ$90,CB4416,EMP!$BJ$51:$BJ$90)","v":1053.8373123810941}]
[null,null,null,null,null,null,null,null,null,null,null,null,null,null,null,null,null,null,null,null,null,null,null,null,null,null,null,null,null,null,null,null,null,null,null,null,null,null,null,null,null,null,null,null,null,null,null,null,null,null,null,null,null,null,null,null,null,null,null,null,null,null,null,null,null,null,null,null,null,null,null,null,null,null,null,185,15,4431,{"$f":"OFFSET(EMP!$D$1,IF($CA$1,BX4433,366-BX4433),BY4433)","v":968},{"$f":"IF(BZ4433=SUMIF(EMP!$AQ$51:$AQ$90,CB4432,EMP!$BK$51:$BK$90),CB4432+1,CB4432)","v":7},1075,{"$f":"SUMIF(EMP!$AQ$51:$AQ$90,CB4433,EMP!$BJ$51:$BJ$90)","v":1053.8373123810941}]
[null,null,null,null,null,null,null,null,null,null,null,null,null,null,null,null,null,null,null,null,null,null,null,null,null,null,null,null,null,null,null,null,null,null,null,null,null,null,null,null,null,null,null,null,null,null,null,null,null,null,null,null,null,null,null,null,null,null,null,null,null,null,null,null,null,null,null,null,null,null,null,null,null,null,null,186,8,4448,{"$f":"OFFSET(EMP!$D$1,IF($CA$1,BX4450,366-BX4450),BY4450)","v":934},{"$f":"IF(BZ4450=SUMIF(EMP!$AQ$51:$AQ$90,CB4449,EMP!$BK$51:$BK$90),CB4449+1,CB4449)","v":7},1074,{"$f":"SUMIF(EMP!$AQ$51:$AQ$90,CB4450,EMP!$BJ$51:$BJ$90)","v":1053.8373123810941}]
[null,null,null,null,null,null,null,null,null,null,null,null,null,null,null,null,null,null,null,null,null,null,null,null,null,null,null,null,null,null,null,null,null,null,null,null,null,null,null,null,null,null,null,null,null,null,null,null,null,null,null,null,null,null,null,null,null,null,null,null,null,null,null,null,null,null,null,null,null,null,null,null,null,null,null,187,2,4466,{"$f":"OFFSET(EMP!$D$1,IF($CA$1,BX4468,366-BX4468),BY4468)","v":903},{"$f":"IF(BZ4468=SUMIF(EMP!$AQ$51:$AQ$90,CB4467,EMP!$BK$51:$BK$90),CB4467+1,CB4467)","v":7},1074,{"$f":"SUMIF(EMP!$AQ$51:$AQ$90,CB4468,EMP!$BJ$51:$BJ$90)","v":1053.8373123810941}]
[null,null,null,null,null,null,null,null,null,null,null,null,null,null,null,null,null,null,null,null,null,null,null,null,null,null,null,null,null,null,null,null,null,null,null,null,null,null,null,null,null,null,null,null,null,null,null,null,null,null,null,null,null,null,null,null,null,null,null,null,null,null,null,null,null,null,null,null,null,null,null,null,null,null,null,187,19,4483,{"$f":"OFFSET(EMP!$D$1,IF($CA$1,BX4485,366-BX4485),BY4485)","v":1213},{"$f":"IF(BZ4485=SUMIF(EMP!$AQ$51:$AQ$90,CB4484,EMP!$BK$51:$BK$90),CB4484+1,CB4484)","v":7},1073,{"$f":"SUMIF(EMP!$AQ$51:$AQ$90,CB4485,EMP!$BJ$51:$BJ$90)","v":1053.8373123810941}]
[null,null,null,null,null,null,null,null,null,null,null,null,null,null,null,null,null,null,null,null,null,null,null,null,null,null,null,null,null,null,null,null,null,null,null,null,null,null,null,null,null,null,null,null,null,null,null,null,null,null,null,null,null,null,null,null,null,null,null,null,null,null,null,null,null,null,null,null,null,null,null,null,null,null,null,188,12,4500,{"$f":"OFFSET(EMP!$D$1,IF($CA$1,BX4502,366-BX4502),BY4502)","v":1089},{"$f":"IF(BZ4502=SUMIF(EMP!$AQ$51:$AQ$90,CB4501,EMP!$BK$51:$BK$90),CB4501+1,CB4501)","v":7},1073,{"$f":"SUMIF(EMP!$AQ$51:$AQ$90,CB4502,EMP!$BJ$51:$BJ$90)","v":1053.8373123810941}]
[null,null,null,null,null,null,null,null,null,null,null,null,null,null,null,null,null,null,null,null,null,null,null,null,null,null,null,null,null,null,null,null,null,null,null,null,null,null,null,null,null,null,null,null,null,null,null,null,null,null,null,null,null,null,null,null,null,null,null,null,null,null,null,null,null,null,null,null,null,null,null,null,null,null,null,189,2,4514,{"$f":"OFFSET(EMP!$D$1,IF($CA$1,BX4516,366-BX4516),BY4516)","v":963},{"$f":"IF(BZ4516=SUMIF(EMP!$AQ$51:$AQ$90,CB4515,EMP!$BK$51:$BK$90),CB4515+1,CB4515)","v":7},1072,{"$f":"SUMIF(EMP!$AQ$51:$AQ$90,CB4516,EMP!$BJ$51:$BJ$90)","v":1053.8373123810941}]
[null,null,null,null,null,null,null,null,null,null,null,null,null,null,null,null,null,null,null,null,null,null,null,null,null,null,null,null,null,null,null,null,null,null,null,null,null,null,null,null,null,null,null,null,null,null,null,null,null,null,null,null,null,null,null,null,null,null,null,null,null,null,null,null,null,null,null,null,null,null,null,null,null,null,null,189,7,4519,{"$f":"OFFSET(EMP!$D$1,IF($CA$1,BX4521,366-BX4521),BY4521)","v":969},{"$f":"IF(BZ4521=SUMIF(EMP!$AQ$51:$AQ$90,CB4520,EMP!$BK$51:$BK$90),CB4520+1,CB4520)","v":7},1072,{"$f":"SUMIF(EMP!$AQ$51:$AQ$90,CB4521,EMP!$BJ$51:$BJ$90)","v":1053.8373123810941}]
[null,null,null,null,null,null,null,null,null,null,null,null,null,null,null,null,null,null,null,null,null,null,null,null,null,null,null,null,null,null,null,null,null,null,null,null,null,null,null,null,null,null,null,null,null,null,null,null,null,null,null,null,null,null,null,null,null,null,null,null,null,null,null,null,null,null,null,null,null,null,null,null,null,null,null,189,24,4536,{"$f":"OFFSET(EMP!$D$1,IF($CA$1,BX4538,366-BX4538),BY4538)","v":969},{"$f":"IF(BZ4538=SUMIF(EMP!$AQ$51:$AQ$90,CB4537,EMP!$BK$51:$BK$90),CB4537+1,CB4537)","v":7},1072,{"$f":"SUMIF(EMP!$AQ$51:$AQ$90,CB4538,EMP!$BJ$51:$BJ$90)","v":1053.8373123810941}]
[null,null,null,null,null,null,null,null,null,null,null,null,null,null,null,null,null,null,null,null,null,null,null,null,null,null,null,null,null,null,null,null,null,null,null,null,null,null,null,null,null,null,null,null,null,null,null,null,null,null,null,null,null,null,null,null,null,null,null,null,null,null,null,null,null,null,null,null,null,null,null,null,null,null,null,191,5,4565,{"$f":"OFFSET(EMP!$D$1,IF($CA$1,BX4567,366-BX4567),BY4567)","v":839},{"$f":"IF(BZ4567=SUMIF(EMP!$AQ$51:$AQ$90,CB4566,EMP!$BK$51:$BK$90),CB4566+1,CB4566)","v":7},1071,{"$f":"SUMIF(EMP!$AQ$51:$AQ$90,CB4567,EMP!$BJ$51:$BJ$90)","v":1053.8373123810941}]
[null,null,null,null,null,null,null,null,null,null,null,null,null,null,null,null,null,null,null,null,null,null,null,null,null,null,null,null,null,null,null,null,null,null,null,null,null,null,null,null,null,null,null,null,null,null,null,null,null,null,null,null,null,null,null,null,null,null,null,null,null,null,null,null,null,null,null,null,null,null,null,null,null,null,null,191,11,4571,{"$f":"OFFSET(EMP!$D$1,IF($CA$1,BX4573,366-BX4573),BY4573)","v":997},{"$f":"IF(BZ4573=SUMIF(EMP!$AQ$51:$AQ$90,CB4572,EMP!$BK$51:$BK$90),CB4572+1,CB4572)","v":7},1071,{"$f":"SUMIF(EMP!$AQ$51:$AQ$90,CB4573,EMP!$BJ$51:$BJ$90)","v":1053.8373123810941}]
[null,null,null,null,null,null,null,null,null,null,null,null,null,null,null,null,null,null,null,null,null,null,null,null,null,null,null,null,null,null,null,null,null,null,null,null,null,null,null,null,null,null,null,null,null,null,null,null,null,null,null,null,null,null,null,null,null,null,null,null,null,null,null,null,null,null,null,null,null,null,null,null,null,null,null,192,4,4588,{"$f":"OFFSET(EMP!$D$1,IF($CA$1,BX4590,366-BX4590),BY4590)","v":881},{"$f":"IF(BZ4590=SUMIF(EMP!$AQ$51:$AQ$90,CB4589,EMP!$BK$51:$BK$90),CB4589+1,CB4589)","v":7},1070,{"$f":"SUMIF(EMP!$AQ$51:$AQ$90,CB4590,EMP!$BJ$51:$BJ$90)","v":1053.8373123810941}]
[null,null,null,null,null,null,null,null,null,null,null,null,null,null,null,null,null,null,null,null,null,null,null,null,null,null,null,null,null,null,null,null,null,null,null,null,null,null,null,null,null,null,null,null,null,null,null,null,null,null,null,null,null,null,null,null,null,null,null,null,null,null,null,null,null,null,null,null,null,null,null,null,null,null,null,192,21,4605,{"$f":"OFFSET(EMP!$D$1,IF($CA$1,BX4607,366-BX4607),BY4607)","v":1167},{"$f":"IF(BZ4607=SUMIF(EMP!$AQ$51:$AQ$90,CB4606,EMP!$BK$51:$BK$90),CB4606+1,CB4606)","v":7},1070,{"$f":"SUMIF(EMP!$AQ$51:$AQ$90,CB4607,EMP!$BJ$51:$BJ$90)","v":1053.8373123810941}]
[null,null,null,null,null,null,null,null,null,null,null,null,null,null,null,null,null,null,null,null,null,null,null,null,null,null,null,null,null,null,null,null,null,null,null,null,null,null,null,null,null,null,null,null,null,null,null,null,null,null,null,null,null,null,null,null,null,null,null,null,null,null,null,null,null,null,null,null,null,null,null,null,null,null,null,193,23,4631,{"$f":"OFFSET(EMP!$D$1,IF($CA$1,BX4633,366-BX4633),BY4633)","v":987},{"$f":"IF(BZ4633=SUMIF(EMP!$AQ$51:$AQ$90,CB4632,EMP!$BK$51:$BK$90),CB4632+1,CB4632)","v":7},1069,{"$f":"SUMIF(EMP!$AQ$51:$AQ$90,CB4633,EMP!$BJ$51:$BJ$90)","v":1053.8373123810941}]
[null,null,null,null,null,null,null,null,null,null,null,null,null,null,null,null,null,null,null,null,null,null,null,null,null,null,null,null,null,null,null,null,null,null,null,null,null,null,null,null,null,null,null,null,null,null,null,null,null,null,null,null,null,null,null,null,null,null,null,null,null,null,null,null,null,null,null,null,null,null,null,null,null,null,null,194,8,4640,{"$f":"OFFSET(EMP!$D$1,IF($CA$1,BX4642,366-BX4642),BY4642)","v":961},{"$f":"IF(BZ4642=SUMIF(EMP!$AQ$51:$AQ$90,CB4641,EMP!$BK$51:$BK$90),CB4641+1,CB4641)","v":7},1068,{"$f":"SUMIF(EMP!$AQ$51:$AQ$90,CB4642,EMP!$BJ$51:$BJ$90)","v":1053.8373123810941}]
[null,null,null,null,null,null,null,null,null,null,null,null,null,null,null,null,null,null,null,null,null,null,null,null,null,null,null,null,null,null,null,null,null,null,null,null,null,null,null,null,null,null,null,null,null,null,null,null,null,null,null,null,null,null,null,null,null,null,null,null,null,null,null,null,null,null,null,null,null,null,null,null,null,null,null,195,1,4657,{"$f":"OFFSET(EMP!$D$1,IF($CA$1,BX4659,366-BX4659),BY4659)","v":961},{"$f":"IF(BZ4659=SUMIF(EMP!$AQ$51:$AQ$90,CB4658,EMP!$BK$51:$BK$90),CB4658+1,CB4658)","v":7},1068,{"$f":"SUMIF(EMP!$AQ$51:$AQ$90,CB4659,EMP!$BJ$51:$BJ$90)","v":1053.8373123810941}]
[null,null,null,null,null,null,null,null,null,null,null,null,null,null,null,null,null,null,null,null,null,null,null,null,null,null,null,null,null,null,null,null,null,null,null,null,null,null,null,null,null,null,null,null,null,null,null,null,null,null,null,null,null,null,null,null,null,null,null,null,null,null,null,null,null,null,null,null,null,null,null,null,null,null,null,195,18,{"$f":"BZ4675+1","v":4674},{"$f":"OFFSET(EMP!$D$1,IF($CA$1,BX4676,366-BX4676),BY4676)","v":1008},{"$f":"IF(BZ4676=SUMIF(EMP!$AQ$51:$AQ$90,CB4675,EMP!$BK$51:$BK$90),CB4675+1,CB4675)","v":7},1067,{"$f":"SUMIF(EMP!$AQ$51:$AQ$90,CB4676,EMP!$BJ$51:$BJ$90)","v":1053.8373123810941}]
[null,null,null,null,null,null,null,null,null,null,null,null,null,null,null,null,null,null,null,null,null,null,null,null,null,null,null,null,null,null,null,null,null,null,null,null,null,null,null,null,null,null,null,null,null,null,null,null,null,null,null,null,null,null,null,null,null,null,null,null,null,null,null,null,null,null,null,null,null,null,null,null,null,null,null,196,1,4681,{"$f":"OFFSET(EMP!$D$1,IF($CA$1,BX4683,366-BX4683),BY4683)","v":931},{"$f":"IF(BZ4683=SUMIF(EMP!$AQ$51:$AQ$90,CB4682,EMP!$BK$51:$BK$90),CB4682+1,CB4682)","v":7},1067,{"$f":"SUMIF(EMP!$AQ$51:$AQ$90,CB4683,EMP!$BJ$51:$BJ$90)","v":1053.8373123810941}]
[null,null,null,null,null,null,null,null,null,null,null,null,null,null,null,null,null,null,null,null,null,null,null,null,null,null,null,null,null,null,null,null,null,null,null,null,null,null,null,null,null,null,null,null,null,null,null,null,null,null,null,null,null,null,null,null,null,null,null,null,null,null,null,null,null,null,null,null,null,null,null,null,null,null,null,197,5,4709,{"$f":"OFFSET(EMP!$D$1,IF($CA$1,BX4711,366-BX4711),BY4711)","v":975},{"$f":"IF(BZ4711=SUMIF(EMP!$AQ$51:$AQ$90,CB4710,EMP!$BK$51:$BK$90),CB4710+1,CB4710)","v":7},1066,{"$f":"SUMIF(EMP!$AQ$51:$AQ$90,CB4711,EMP!$BJ$51:$BJ$90)","v":1053.8373123810941}]
[null,null,null,null,null,null,null,null,null,null,null,null,null,null,null,null,null,null,null,null,null,null,null,null,null,null,null,null,null,null,null,null,null,null,null,null,null,null,null,null,null,null,null,null,null,null,null,null,null,null,null,null,null,null,null,null,null,null,null,null,null,null,null,null,null,null,null,null,null,null,null,null,null,null,null,197,22,4726,{"$f":"OFFSET(EMP!$D$1,IF($CA$1,BX4728,366-BX4728),BY4728)","v":1180},{"$f":"IF(BZ4728=SUMIF(EMP!$AQ$51:$AQ$90,CB4727,EMP!$BK$51:$BK$90),CB4727+1,CB4727)","v":7},1065,{"$f":"SUMIF(EMP!$AQ$51:$AQ$90,CB4728,EMP!$BJ$51:$BJ$90)","v":1053.8373123810941}]
[null,null,null,null,null,null,null,null,null,null,null,null,null,null,null,null,null,null,null,null,null,null,null,null,null,null,null,null,null,null,null,null,null,null,null,null,null,null,null,null,null,null,null,null,null,null,null,null,null,null,null,null,null,null,null,null,null,null,null,null,null,null,null,null,null,null,null,null,null,null,null,null,null,null,null,198,3,4731,{"$f":"OFFSET(EMP!$D$1,IF($CA$1,BX4733,366-BX4733),BY4733)","v":969},{"$f":"IF(BZ4733=SUMIF(EMP!$AQ$51:$AQ$90,CB4732,EMP!$BK$51:$BK$90),CB4732+1,CB4732)","v":7},1065,{"$f":"SUMIF(EMP!$AQ$51:$AQ$90,CB4733,EMP!$BJ$51:$BJ$90)","v":1053.8373123810941}]
[null,null,null,null,null,null,null,null,null,null,null,null,null,null,null,null,null,null,null,null,null,null,null,null,null,null,null,null,null,null,null,null,null,null,null,null,null,null,null,null,null,null,null,null,null,null,null,null,null,null,null,null,null,null,null,null,null,null,null,null,null,null,null,null,null,null,null,null,null,null,null,null,null,null,null,199,{"$f":"BY4739","v":9},4761,{"$f":"OFFSET(EMP!$D$1,IF($CA$1,BX4763,366-BX4763),BY4763)","v":942},{"$f":"IF(BZ4763=SUMIF(EMP!$AQ$51:$AQ$90,CB4762,EMP!$BK$51:$BK$90),CB4762+1,CB4762)","v":7},1064,{"$f":"SUMIF(EMP!$AQ$51:$AQ$90,CB4763,EMP!$BJ$51:$BJ$90)","v":1053.8373123810941}]
[null,null,null,null,null,null,null,null,null,null,null,null,null,null,null,null,null,null,null,null,null,null,null,null,null,null,null,null,null,null,null,null,null,null,null,null,null,null,null,null,null,null,null,null,null,null,null,null,null,null,null,null,null,null,null,null,null,null,null,null,null,null,null,null,null,null,null,null,null,null,null,null,null,null,null,200,2,4778,{"$f":"OFFSET(EMP!$D$1,IF($CA$1,BX4780,366-BX4780),BY4780)","v":894},{"$f":"IF(BZ4780=SUMIF(EMP!$AQ$51:$AQ$90,CB4779,EMP!$BK$51:$BK$90),CB4779+1,CB4779)","v":7},1064,{"$f":"SUMIF(EMP!$AQ$51:$AQ$90,CB4780,EMP!$BJ$51:$BJ$90)","v":1053.8373123810941}]
[null,null,null,null,null,null,null,null,null,null,null,null,null,null,null,null,null,null,null,null,null,null,null,null,null,null,null,null,null,null,null,null,null,null,null,null,null,null,null,null,null,null,null,null,null,null,null,null,null,null,null,null,null,null,null,null,null,null,null,null,null,null,null,null,null,null,null,null,null,null,null,null,null,null,null,200,3,4779,{"$f":"OFFSET(EMP!$D$1,IF($CA$1,BX4781,366-BX4781),BY4781)","v":899},{"$f":"IF(BZ4781=SUMIF(EMP!$AQ$51:$AQ$90,CB4780,EMP!$BK$51:$BK$90),CB4780+1,CB4780)","v":7},1064,{"$f":"SUMIF(EMP!$AQ$51:$AQ$90,CB4781,EMP!$BJ$51:$BJ$90)","v":1053.8373123810941}]
[null,null,null,null,null,null,null,null,null,null,null,null,null,null,null,null,null,null,null,null,null,null,null,null,null,null,null,null,null,null,null,null,null,null,null,null,null,null,null,null,null,null,null,null,null,null,null,null,null,null,null,null,null,null,null,null,null,null,null,null,null,null,null,null,null,null,null,null,null,null,null,null,null,null,null,200,21,4797,{"$f":"OFFSET(EMP!$D$1,IF($CA$1,BX4799,366-BX4799),BY4799)","v":1200},{"$f":"IF(BZ4799=SUMIF(EMP!$AQ$51:$AQ$90,CB4798,EMP!$BK$51:$BK$90),CB4798+1,CB4798)","v":7},1063,{"$f":"SUMIF(EMP!$AQ$51:$AQ$90,CB4799,EMP!$BJ$51:$BJ$90)","v":1053.8373123810941}]
[null,null,null,null,null,null,null,null,null,null,null,null,null,null,null,null,null,null,null,null,null,null,null,null,null,null,null,null,null,null,null,null,null,null,null,null,null,null,null,null,null,null,null,null,null,null,null,null,null,null,null,null,null,null,null,null,null,null,null,null,null,null,null,null,null,null,null,null,null,null,null,null,null,null,null,201,14,4814,{"$f":"OFFSET(EMP!$D$1,IF($CA$1,BX4816,366-BX4816),BY4816)","v":1079},{"$f":"IF(BZ4816=SUMIF(EMP!$AQ$51:$AQ$90,CB4815,EMP!$BK$51:$BK$90),CB4815+1,CB4815)","v":7},1063,{"$f":"SUMIF(EMP!$AQ$51:$AQ$90,CB4816,EMP!$BJ$51:$BJ$90)","v":1053.8373123810941}]
[null,null,null,null,null,null,null,null,null,null,null,null,null,null,null,null,null,null,null,null,null,null,null,null,null,null,null,null,null,null,null,null,null,null,null,null,null,null,null,null,null,null,null,null,null,null,null,null,null,null,null,null,null,null,null,null,null,null,null,null,null,null,null,null,null,null,null,null,null,null,null,null,null,null,null,202,7,4831,{"$f":"OFFSET(EMP!$D$1,IF($CA$1,BX4833,366-BX4833),BY4833)","v":999},{"$f":"IF(BZ4833=SUMIF(EMP!$AQ$51:$AQ$90,CB4832,EMP!$BK$51:$BK$90),CB4832+1,CB4832)","v":7},1062,{"$f":"SUMIF(EMP!$AQ$51:$AQ$90,CB4833,EMP!$BJ$51:$BJ$90)","v":1053.8373123810941}]
[null,null,null,null,null,null,null,null,null,null,null,null,null,null,null,null,null,null,null,null,null,null,null,null,null,null,null,null,null,null,null,null,null,null,null,null,null,null,null,null,null,null,null,null,null,null,null,null,null,null,null,null,null,null,null,null,null,null,null,null,null,null,null,null,null,null,null,null,null,null,null,null,null,null,null,202,24,4848,{"$f":"OFFSET(EMP!$D$1,IF($CA$1,BX4850,366-BX4850),BY4850)","v":1045},{"$f":"IF(BZ4850=SUMIF(EMP!$AQ$51:$AQ$90,CB4849,EMP!$BK$51:$BK$90),CB4849+1,CB4849)","v":7},1062,{"$f":"SUMIF(EMP!$AQ$51:$AQ$90,CB4850,EMP!$BJ$51:$BJ$90)","v":1053.8373123810941}]
[null,null,null,null,null,null,null,null,null,null,null,null,null,null,null,null,null,null,null,null,null,null,null,null,null,null,null,null,null,null,null,null,null,null,null,null,null,null,null,null,null,null,null,null,null,null,null,null,null,null,null,null,null,null,null,null,null,null,null,null,null,null,null,null,null,null,null,null,null,null,null,null,null,null,null,203,16,4864,{"$f":"OFFSET(EMP!$D$1,IF($CA$1,BX4866,366-BX4866),BY4866)","v":995},{"$f":"IF(BZ4866=SUMIF(EMP!$AQ$51:$AQ$90,CB4865,EMP!$BK$51:$BK$90),CB4865+1,CB4865)","v":7},1061,{"$f":"SUMIF(EMP!$AQ$51:$AQ$90,CB4866,EMP!$BJ$51:$BJ$90)","v":1053.8373123810941}]
[null,null,null,null,null,null,null,null,null,null,null,null,null,null,null,null,null,null,null,null,null,null,null,null,null,null,null,null,null,null,null,null,null,null,null,null,null,null,null,null,null,null,null,null,null,null,null,null,null,null,null,null,null,null,null,null,null,null,null,null,null,null,null,null,null,null,null,null,null,null,null,null,null,null,null,204,11,4883,{"$f":"OFFSET(EMP!$D$1,IF($CA$1,BX4885,366-BX4885),BY4885)","v":1068},{"$f":"IF(BZ4885=SUMIF(EMP!$AQ$51:$AQ$90,CB4884,EMP!$BK$51:$BK$90),CB4884+1,CB4884)","v":7},1060,{"$f":"SUMIF(EMP!$AQ$51:$AQ$90,CB4885,EMP!$BJ$51:$BJ$90)","v":1053.8373123810941}]
[null,null,null,null,null,null,null,null,null,null,null,null,null,null,null,null,null,null,null,null,null,null,null,null,null,null,null,null,null,null,null,null,null,null,null,null,null,null,null,null,null,null,null,null,null,null,null,null,null,null,null,null,null,null,null,null,null,null,null,null,null,null,null,null,null,null,null,null,null,null,null,null,null,null,null,205,4,4900,{"$f":"OFFSET(EMP!$D$1,IF($CA$1,BX4902,366-BX4902),BY4902)","v":955},{"$f":"IF(BZ4902=SUMIF(EMP!$AQ$51:$AQ$90,CB4901,EMP!$BK$51:$BK$90),CB4901+1,CB4901)","v":7},1060,{"$f":"SUMIF(EMP!$AQ$51:$AQ$90,CB4902,EMP!$BJ$51:$BJ$90)","v":1053.8373123810941}]
[null,null,null,null,null,null,null,null,null,null,null,null,null,null,null,null,null,null,null,null,null,null,null,null,null,null,null,null,null,null,null,null,null,null,null,null,null,null,null,null,null,null,null,null,null,null,null,null,null,null,null,null,null,null,null,null,null,null,null,null,null,null,null,null,null,null,null,null,null,null,null,null,null,null,null,205,18,4914,{"$f":"OFFSET(EMP!$D$1,IF($CA$1,BX4916,366-BX4916),BY4916)","v":1079},{"$f":"IF(BZ4916=SUMIF(EMP!$AQ$51:$AQ$90,CB4915,EMP!$BK$51:$BK$90),CB4915+1,CB4915)","v":7},1059,{"$f":"SUMIF(EMP!$AQ$51:$AQ$90,CB4916,EMP!$BJ$51:$BJ$90)","v":1053.8373123810941}]
[null,null,null,null,null,null,null,null,null,null,null,null,null,null,null,null,null,null,null,null,null,null,null,null,null,null,null,null,null,null,null,null,null,null,null,null,null,null,null,null,null,null,null,null,null,null,null,null,null,null,null,null,null,null,null,null,null,null,null,null,null,null,null,null,null,null,null,null,null,null,null,null,null,null,null,206,15,4935,{"$f":"OFFSET(EMP!$D$1,IF($CA$1,BX4937,366-BX4937),BY4937)","v":914},{"$f":"IF(BZ4937=SUMIF(EMP!$AQ$51:$AQ$90,CB4936,EMP!$BK$51:$BK$90),CB4936+1,CB4936)","v":7},1058,{"$f":"SUMIF(EMP!$AQ$51:$AQ$90,CB4937,EMP!$BJ$51:$BJ$90)","v":1053.8373123810941}]
[null,null,null,null,null,null,null,null,null,null,null,null,null,null,null,null,null,null,null,null,null,null,null,null,null,null,null,null,null,null,null,null,null,null,null,null,null,null,null,null,null,null,null,null,null,null,null,null,null,null,null,null,null,null,null,null,null,null,null,null,null,null,null,null,null,null,null,null,null,null,null,null,null,null,null,207,8,4952,{"$f":"OFFSET(EMP!$D$1,IF($CA$1,BX4954,366-BX4954),BY4954)","v":898},{"$f":"IF(BZ4954=SUMIF(EMP!$AQ$51:$AQ$90,CB4953,EMP!$BK$51:$BK$90),CB4953+1,CB4953)","v":7},1058,{"$f":"SUMIF(EMP!$AQ$51:$AQ$90,CB4954,EMP!$BJ$51:$BJ$90)","v":1053.8373123810941}]
[null,null,null,null,null,null,null,null,null,null,null,null,null,null,null,null,null,null,null,null,null,null,null,null,null,null,null,null,null,null,null,null,null,null,null,null,null,null,null,null,null,null,null,null,null,null,null,null,null,null,null,null,null,null,null,null,null,null,null,null,null,null,null,null,null,null,null,null,null,null,null,null,null,null,null,208,1,4969,{"$f":"OFFSET(EMP!$D$1,IF($CA$1,BX4971,366-BX4971),BY4971)","v":870},{"$f":"IF(BZ4971=SUMIF(EMP!$AQ$51:$AQ$90,CB4970,EMP!$BK$51:$BK$90),CB4970+1,CB4970)","v":7},1057,{"$f":"SUMIF(EMP!$AQ$51:$AQ$90,CB4971,EMP!$BJ$51:$BJ$90)","v":1053.8373123810941}]
[null,null,null,null,null,null,null,null,null,null,null,null,null,null,null,null,null,null,null,null,null,null,null,null,null,null,null,null,null,null,null,null,null,null,null,null,null,null,null,null,null,null,null,null,null,null,null,null,null,null,null,null,null,null,null,null,null,null,null,null,null,null,null,null,null,null,null,null,null,null,null,null,null,null,null,208,13,4981,{"$f":"OFFSET(EMP!$D$1,IF($CA$1,BX4983,366-BX4983),BY4983)","v":991},{"$f":"IF(BZ4983=SUMIF(EMP!$AQ$51:$AQ$90,CB4982,EMP!$BK$51:$BK$90),CB4982+1,CB4982)","v":7},1056,{"$f":"SUMIF(EMP!$AQ$51:$AQ$90,CB4983,EMP!$BJ$51:$BJ$90)","v":1053.8373123810941}]
[null,null,null,null,null,null,null,null,null,null,null,null,null,null,null,null,null,null,null,null,null,null,null,null,null,null,null,null,null,null,null,null,null,null,null,null,null,null,null,null,null,null,null,null,null,null,null,null,null,null,null,null,null,null,null,null,null,null,null,null,null,null,null,null,null,null,null,null,null,null,null,null,null,null,null,209,12,5004,{"$f":"OFFSET(EMP!$D$1,IF($CA$1,BX5006,366-BX5006),BY5006)","v":997},{"$f":"IF(BZ5006=SUMIF(EMP!$AQ$51:$AQ$90,CB5005,EMP!$BK$51:$BK$90),CB5005+1,CB5005)","v":7},1055,{"$f":"SUMIF(EMP!$AQ$51:$AQ$90,CB5006,EMP!$BJ$51:$BJ$90)","v":1053.8373123810941}]
[null,null,null,null,null,null,null,null,null,null,null,null,null,null,null,null,null,null,null,null,null,null,null,null,null,null,null,null,null,null,null,null,null,null,null,null,null,null,null,null,null,null,null,null,null,null,null,null,null,null,null,null,null,null,null,null,null,null,null,null,null,null,null,null,null,null,null,null,null,null,null,null,null,null,null,210,5,5021,{"$f":"OFFSET(EMP!$D$1,IF($CA$1,BX5023,366-BX5023),BY5023)","v":982},{"$f":"IF(BZ5023=SUMIF(EMP!$AQ$51:$AQ$90,CB5022,EMP!$BK$51:$BK$90),CB5022+1,CB5022)","v":7},1055,{"$f":"SUMIF(EMP!$AQ$51:$AQ$90,CB5023,EMP!$BJ$51:$BJ$90)","v":1053.8373123810941}]
[null,null,null,null,null,null,null,null,null,null,null,null,null,null,null,null,null,null,null,null,null,null,null,null,null,null,null,null,null,null,null,null,null,null,null,null,null,null,null,null,null,null,null,null,null,null,null,null,null,null,null,null,null,null,null,null,null,null,null,null,null,null,null,null,null,null,null,null,null,null,null,null,null,null,null,210,15,5031,{"$f":"OFFSET(EMP!$D$1,IF($CA$1,BX5033,366-BX5033),BY5033)","v":949},{"$f":"IF(BZ5033=SUMIF(EMP!$AQ$51:$AQ$90,CB5032,EMP!$BK$51:$BK$90),CB5032+1,CB5032)","v":7},1054.8,{"$f":"SUMIF(EMP!$AQ$51:$AQ$90,CB5033,EMP!$BJ$51:$BJ$90)","v":1053.8373123810941}]
[null,null,null,null,null,null,null,null,null,null,null,null,null,null,null,null,null,null,null,null,null,null,null,null,null,null,null,null,null,null,null,null,null,null,null,null,null,null,null,null,null,null,null,null,null,null,null,null,null,null,null,null,null,null,null,null,null,null,null,null,null,null,null,null,null,null,null,null,null,null,null,null,null,null,null,210,24,5040,{"$f":"OFFSET(EMP!$D$1,IF($CA$1,BX5042,366-BX5042),BY5042)","v":1021},{"$f":"IF(BZ5042=SUMIF(EMP!$AQ$51:$AQ$90,CB5041,EMP!$BK$51:$BK$90),CB5041+1,CB5041)","v":7},1054,{"$f":"SUMIF(EMP!$AQ$51:$AQ$90,CB5042,EMP!$BJ$51:$BJ$90)","v":1053.8373123810941}]
[null,null,null,null,null,null,null,null,null,null,null,null,null,null,null,null,null,null,null,null,null,null,null,null,null,null,null,null,null,null,null,null,null,null,null,null,null,null,null,null,null,null,null,null,null,null,null,null,null,null,null,null,null,null,null,null,null,null,null,null,null,null,null,null,null,null,null,null,null,null,null,null,null,null,null,{"$f":"ROUNDDOWN((BZ5059-1)/24,0)+1","v":211},17,5057,{"$f":"OFFSET(EMP!$D$1,IF($CA$1,BX5059,366-BX5059),BY5059)","v":1076},{"$f":"IF(BZ5059=SUMIF(EMP!$AQ$51:$AQ$90,CB5058,EMP!$BK$51:$BK$90),CB5058+1,CB5058)","v":7},1054,{"$f":"SUMIF(EMP!$AQ$51:$AQ$90,CB5059,EMP!$BJ$51:$BJ$90)","v":1053.8373123810941}]
[null,null,null,null,null,null,null,null,null,null,null,null,null,null,null,null,null,null,null,null,null,null,null,null,null,null,null,null,null,null,null,null,null,null,null,null,null,null,null,null,null,null,null,null,null,null,null,null,null,null,null,null,null,null,null,null,null,null,null,null,null,null,null,null,null,null,null,null,null,null,null,null,null,null,null,212,10,5074,{"$f":"OFFSET(EMP!$D$1,IF($CA$1,BX5076,366-BX5076),BY5076)","v":1003},{"$f":"IF(BZ5076=SUMIF(EMP!$AQ$51:$AQ$90,CB5075,EMP!$BK$51:$BK$90),CB5075+1,CB5075)","v":7},1053,{"$f":"SUMIF(EMP!$AQ$51:$AQ$90,CB5076,EMP!$BJ$51:$BJ$90)","v":1053.8373123810941}]
[null,null,null,null,null,null,null,null,null,null,null,null,null,null,null,null,null,null,null,null,null,null,null,null,null,null,null,null,null,null,null,null,null,null,null,null,null,null,null,null,null,null,null,null,null,null,null,null,null,null,null,null,null,null,null,null,null,null,null,null,null,null,null,null,null,null,null,null,null,null,null,null,null,null,null,213,9,5097,{"$f":"OFFSET(EMP!$D$1,IF($CA$1,BX5099,366-BX5099),BY5099)","v":888},{"$f":"IF(BZ5099=SUMIF(EMP!$AQ$51:$AQ$90,CB5098,EMP!$BK$51:$BK$90),CB5098+1,CB5098)","v":7},1053,{"$f":"SUMIF(EMP!$AQ$51:$AQ$90,CB5099,EMP!$BJ$51:$BJ$90)","v":1053.8373123810941}]
[null,null,null,null,null,null,null,null,null,null,null,null,null,null,null,null,null,null,null,null,null,null,null,null,null,null,null,null,null,null,null,null,null,null,null,null,null,null,null,null,null,null,null,null,null,null,null,null,null,null,null,null,null,null,null,null,null,null,null,null,null,null,null,null,null,null,null,null,null,null,null,null,null,null,null,213,21,5109,{"$f":"OFFSET(EMP!$D$1,IF($CA$1,BX5111,366-BX5111),BY5111)","v":1153.4000000000001},{"$f":"IF(BZ5111=SUMIF(EMP!$AQ$51:$AQ$90,CB5110,EMP!$BK$51:$BK$90),CB5110+1,CB5110)","v":7},1052,{"$f":"SUMIF(EMP!$AQ$51:$AQ$90,CB5111,EMP!$BJ$51:$BJ$90)","v":1053.8373123810941}]
[null,null,null,null,null,null,null,null,null,null,null,null,null,null,null,null,null,null,null,null,null,null,null,null,null,null,null,null,null,null,null,null,null,null,null,null,null,null,null,null,null,null,null,null,null,null,null,null,null,null,null,null,null,null,null,null,null,null,null,null,null,null,null,null,null,null,null,null,null,null,null,null,null,null,null,214,14,5126,{"$f":"OFFSET(EMP!$D$1,IF($CA$1,BX5128,366-BX5128),BY5128)","v":832},{"$f":"IF(BZ5128=SUMIF(EMP!$AQ$51:$AQ$90,CB5127,EMP!$BK$51:$BK$90),CB5127+1,CB5127)","v":7},1052,{"$f":"SUMIF(EMP!$AQ$51:$AQ$90,CB5128,EMP!$BJ$51:$BJ$90)","v":1053.8373123810941}]
[null,null,null,null,null,null,null,null,null,null,null,null,null,null,null,null,null,null,null,null,null,null,null,null,null,null,null,null,null,null,null,null,null,null,null,null,null,null,null,null,null,null,null,null,null,null,null,null,null,null,null,null,null,null,null,null,null,null,null,null,null,null,null,null,null,null,null,null,null,null,null,null,null,null,null,215,7,5143,{"$f":"OFFSET(EMP!$D$1,IF($CA$1,BX5145,366-BX5145),BY5145)","v":945},{"$f":"IF(BZ5145=SUMIF(EMP!$AQ$51:$AQ$90,CB5144,EMP!$BK$51:$BK$90),CB5144+1,CB5144)","v":7},1051,{"$f":"SUMIF(EMP!$AQ$51:$AQ$90,CB5145,EMP!$BJ$51:$BJ$90)","v":1053.8373123810941}]
[null,null,null,null,null,null,null,null,null,null,null,null,null,null,null,null,null,null,null,null,null,null,null,null,null,null,null,null,null,null,null,null,null,null,null,null,null,null,null,null,null,null,null,null,null,null,null,null,null,null,null,null,null,null,null,null,null,null,null,null,null,null,null,null,null,null,null,null,null,null,null,null,null,null,null,216,4,5164,{"$f":"OFFSET(EMP!$D$1,IF($CA$1,BX5166,366-BX5166),BY5166)","v":913},{"$f":"IF(BZ5166=SUMIF(EMP!$AQ$51:$AQ$90,CB5165,EMP!$BK$51:$BK$90),CB5165+1,CB5165)","v":7},1051,{"$f":"SUMIF(EMP!$AQ$51:$AQ$90,CB5166,EMP!$BJ$51:$BJ$90)","v":1053.8373123810941}]
[null,null,null,null,null,null,null,null,null,null,null,null,null,null,null,null,null,null,null,null,null,null,null,null,null,null,null,null,null,null,null,null,null,null,null,null,null,null,null,null,null,null,null,null,null,null,null,null,null,null,null,null,null,null,null,null,null,null,null,null,null,null,null,null,null,null,null,null,null,null,null,null,null,null,null,216,18,5178,{"$f":"OFFSET(EMP!$D$1,IF($CA$1,BX5180,366-BX5180),BY5180)","v":930},{"$f":"IF(BZ5180=SUMIF(EMP!$AQ$51:$AQ$90,CB5179,EMP!$BK$51:$BK$90),CB5179+1,CB5179)","v":7},1050,{"$f":"SUMIF(EMP!$AQ$51:$AQ$90,CB5180,EMP!$BJ$51:$BJ$90)","v":1053.8373123810941}]
[null,null,null,null,null,null,null,null,null,null,null,null,null,null,null,null,null,null,null,null,null,null,null,null,null,null,null,null,null,null,null,null,null,null,null,null,null,null,null,null,null,null,null,null,null,null,null,null,null,null,null,null,null,null,null,null,null,null,null,null,null,null,null,null,null,null,null,null,null,null,null,null,null,null,null,217,11,5195,{"$f":"OFFSET(EMP!$D$1,IF($CA$1,BX5197,366-BX5197),BY5197)","v":996},{"$f":"IF(BZ5197=SUMIF(EMP!$AQ$51:$AQ$90,CB5196,EMP!$BK$51:$BK$90),CB5196+1,CB5196)","v":7},1050,{"$f":"SUMIF(EMP!$AQ$51:$AQ$90,CB5197,EMP!$BJ$51:$BJ$90)","v":1053.8373123810941}]
[null,null,null,null,null,null,null,null,null,null,null,null,null,null,null,null,null,null,null,null,null,null,null,null,null,null,null,null,null,null,null,null,null,null,null,null,null,null,null,null,null,null,null,null,null,null,null,null,null,null,null,null,null,null,null,null,null,null,null,null,null,null,null,null,null,null,null,null,null,null,null,null,null,null,null,218,6,5214,{"$f":"OFFSET(EMP!$D$1,IF($CA$1,BX5216,366-BX5216),BY5216)","v":964},{"$f":"IF(BZ5216=SUMIF(EMP!$AQ$51:$AQ$90,CB5215,EMP!$BK$51:$BK$90),CB5215+1,CB5215)","v":7},1049,{"$f":"SUMIF(EMP!$AQ$51:$AQ$90,CB5216,EMP!$BJ$51:$BJ$90)","v":1053.8373123810941}]
[null,null,null,null,null,null,null,null,null,null,null,null,null,null,null,null,null,null,null,null,null,null,null,null,null,null,null,null,null,null,null,null,null,null,null,null,null,null,null,null,null,null,null,null,null,null,null,null,null,null,null,null,null,null,null,null,null,null,null,null,null,null,null,null,null,null,null,null,null,null,null,null,null,null,null,218,22,5230,{"$f":"OFFSET(EMP!$D$1,IF($CA$1,BX5232,366-BX5232),BY5232)","v":1120},{"$f":"IF(BZ5232=SUMIF(EMP!$AQ$51:$AQ$90,CB5231,EMP!$BK$51:$BK$90),CB5231+1,CB5231)","v":7},1049,{"$f":"SUMIF(EMP!$AQ$51:$AQ$90,CB5232,EMP!$BJ$51:$BJ$90)","v":1053.8373123810941}]
[null,null,null,null,null,null,null,null,null,null,null,null,null,null,null,null,null,null,null,null,null,null,null,null,null,null,null,null,null,null,null,null,null,null,null,null,null,null,null,null,null,null,null,null,null,null,null,null,null,null,null,null,null,null,null,null,null,null,null,null,null,null,null,null,null,null,null,null,null,null,null,null,null,null,null,219,15,5247,{"$f":"OFFSET(EMP!$D$1,IF($CA$1,BX5249,366-BX5249),BY5249)","v":1025},{"$f":"IF(BZ5249=SUMIF(EMP!$AQ$51:$AQ$90,CB5248,EMP!$BK$51:$BK$90),CB5248+1,CB5248)","v":7},1048,{"$f":"SUMIF(EMP!$AQ$51:$AQ$90,CB5249,EMP!$BJ$51:$BJ$90)","v":1053.8373123810941}]
[null,null,null,null,null,null,null,null,null,null,null,null,null,null,null,null,null,null,null,null,null,null,null,null,null,null,null,null,null,null,null,null,null,null,null,null,null,null,null,null,null,null,null,null,null,null,null,null,null,null,null,null,null,null,null,null,null,null,null,null,null,null,null,null,null,null,null,null,null,null,null,null,null,null,null,220,8,5264,{"$f":"OFFSET(EMP!$D$1,IF($CA$1,BX5266,366-BX5266),BY5266)","v":921},{"$f":"IF(BZ5266=SUMIF(EMP!$AQ$51:$AQ$90,CB5265,EMP!$BK$51:$BK$90),CB5265+1,CB5265)","v":7},1048,{"$f":"SUMIF(EMP!$AQ$51:$AQ$90,CB5266,EMP!$BJ$51:$BJ$90)","v":1053.8373123810941}]
[null,null,null,null,null,null,null,null,null,null,null,null,null,null,null,null,null,null,null,null,null,null,null,null,null,null,null,null,null,null,null,null,null,null,null,null,null,null,null,null,null,null,null,null,null,null,null,null,null,null,null,null,null,null,null,null,null,null,null,null,null,null,null,null,null,null,null,null,null,null,null,null,null,null,null,220,24,5280,{"$f":"OFFSET(EMP!$D$1,IF($CA$1,BX5282,366-BX5282),BY5282)","v":989},{"$f":"IF(BZ5282=SUMIF(EMP!$AQ$51:$AQ$90,CB5281,EMP!$BK$51:$BK$90),CB5281+1,CB5281)","v":7},1047,{"$f":"SUMIF(EMP!$AQ$51:$AQ$90,CB5282,EMP!$BJ$51:$BJ$90)","v":1053.8373123810941}]
[null,null,null,null,null,null,null,null,null,null,null,null,null,null,null,null,null,null,null,null,null,null,null,null,null,null,null,null,null,null,null,null,null,null,null,null,null,null,null,null,null,null,null,null,null,null,null,null,null,null,null,null,null,null,null,null,null,null,null,null,null,null,null,null,null,null,null,null,null,null,null,null,null,null,null,221,19,5299,{"$f":"OFFSET(EMP!$D$1,IF($CA$1,BX5301,366-BX5301),BY5301)","v":1120},{"$f":"IF(BZ5301=SUMIF(EMP!$AQ$51:$AQ$90,CB5300,EMP!$BK$51:$BK$90),CB5300+1,CB5300)","v":7},1046,{"$f":"SUMIF(EMP!$AQ$51:$AQ$90,CB5301,EMP!$BJ$51:$BJ$90)","v":1053.8373123810941}]
[null,null,null,null,null,null,null,null,null,null,null,null,null,null,null,null,null,null,null,null,null,null,null,null,null,null,null,null,null,null,null,null,null,null,null,null,null,null,null,null,null,null,null,null,null,null,null,null,null,null,null,null,null,null,null,null,null,null,null,null,null,null,null,null,null,null,null,null,null,null,null,null,null,null,null,221,20,5300,{"$f":"OFFSET(EMP!$D$1,IF($CA$1,BX5302,366-BX5302),BY5302)","v":1157},{"$f":"IF(BZ5302=SUMIF(EMP!$AQ$51:$AQ$90,CB5301,EMP!$BK$51:$BK$90),CB5301+1,CB5301)","v":7},1046,{"$f":"SUMIF(EMP!$AQ$51:$AQ$90,CB5302,EMP!$BJ$51:$BJ$90)","v":1053.8373123810941}]
[null,null,null,null,null,null,null,null,null,null,null,null,null,null,null,null,null,null,null,null,null,null,null,null,null,null,null,null,null,null,null,null,null,null,null,null,null,null,null,null,null,null,null,null,null,null,null,null,null,null,null,null,null,null,null,null,null,null,null,null,null,null,null,null,null,null,null,null,null,null,null,null,null,null,null,222,13,5317,{"$f":"OFFSET(EMP!$D$1,IF($CA$1,BX5319,366-BX5319),BY5319)","v":1039},{"$f":"IF(BZ5319=SUMIF(EMP!$AQ$51:$AQ$90,CB5318,EMP!$BK$51:$BK$90),CB5318+1,CB5318)","v":7},1046,{"$f":"SUMIF(EMP!$AQ$51:$AQ$90,CB5319,EMP!$BJ$51:$BJ$90)","v":1053.8373123810941}]
[null,null,null,null,null,null,null,null,null,null,null,null,null,null,null,null,null,null,null,null,null,null,null,null,null,null,null,null,null,null,null,null,null,null,null,null,null,null,null,null,null,null,null,null,null,null,null,null,null,null,null,null,null,null,null,null,null,null,null,null,null,null,null,null,null,null,null,null,null,null,null,null,null,null,null,223,19,5347,{"$f":"OFFSET(EMP!$D$1,IF($CA$1,BX5349,366-BX5349),BY5349)","v":1232.5999999999999},{"$f":"IF(BZ5349=SUMIF(EMP!$AQ$51:$AQ$90,CB5348,EMP!$BK$51:$BK$90),CB5348+1,CB5348)","v":7},1045,{"$f":"SUMIF(EMP!$AQ$51:$AQ$90,CB5349,EMP!$BJ$51:$BJ$90)","v":1053.8373123810941}]
[null,null,null,null,null,null,null,null,null,null,null,null,null,null,null,null,null,null,null,null,null,null,null,null,null,null,null,null,null,null,null,null,null,null,null,null,null,null,null,null,null,null,null,null,null,null,null,null,null,null,null,null,null,null,null,null,null,null,null,null,null,null,null,null,null,null,null,null,null,null,null,null,null,null,null,223,24,5352,{"$f":"OFFSET(EMP!$D$1,IF($CA$1,BX5354,366-BX5354),BY5354)","v":987},{"$f":"IF(BZ5354=SUMIF(EMP!$AQ$51:$AQ$90,CB5353,EMP!$BK$51:$BK$90),CB5353+1,CB5353)","v":7},1045,{"$f":"SUMIF(EMP!$AQ$51:$AQ$90,CB5354,EMP!$BJ$51:$BJ$90)","v":1053.8373123810941}]
[null,null,null,null,null,null,null,null,null,null,null,null,null,null,null,null,null,null,null,null,null,null,null,null,null,null,null,null,null,null,null,null,null,null,null,null,null,null,null,null,null,null,null,null,null,null,null,null,null,null,null,null,null,null,null,null,null,null,null,null,null,null,null,null,null,null,null,null,null,null,null,null,null,null,null,224,17,5369,{"$f":"OFFSET(EMP!$D$1,IF($CA$1,BX5371,366-BX5371),BY5371)","v":1007},{"$f":"IF(BZ5371=SUMIF(EMP!$AQ$51:$AQ$90,CB5370,EMP!$BK$51:$BK$90),CB5370+1,CB5370)","v":7},1044,{"$f":"SUMIF(EMP!$AQ$51:$AQ$90,CB5371,EMP!$BJ$51:$BJ$90)","v":1053.8373123810941}]
[null,null,null,null,null,null,null,null,null,null,null,null,null,null,null,null,null,null,null,null,null,null,null,null,null,null,null,null,null,null,null,null,null,null,null,null,null,null,null,null,null,null,null,null,null,null,null,null,null,null,null,null,null,null,null,null,null,null,null,null,null,null,null,null,null,null,null,null,null,null,null,null,null,null,null,225,21,5397,{"$f":"OFFSET(EMP!$D$1,IF($CA$1,BX5399,366-BX5399),BY5399)","v":1215},{"$f":"IF(BZ5399=SUMIF(EMP!$AQ$51:$AQ$90,CB5398,EMP!$BK$51:$BK$90),CB5398+1,CB5398)","v":7},1043,{"$f":"SUMIF(EMP!$AQ$51:$AQ$90,CB5399,EMP!$BJ$51:$BJ$90)","v":1053.8373123810941}]
[null,null,null,null,null,null,null,null,null,null,null,null,null,null,null,null,null,null,null,null,null,null,null,null,null,null,null,null,null,null,null,null,null,null,null,null,null,null,null,null,null,null,null,null,null,null,null,null,null,null,null,null,null,null,null,null,null,null,null,null,null,null,null,null,null,null,null,null,null,null,null,null,null,null,null,226,4,5404,{"$f":"OFFSET(EMP!$D$1,IF($CA$1,BX5406,366-BX5406),BY5406)","v":927},{"$f":"IF(BZ5406=SUMIF(EMP!$AQ$51:$AQ$90,CB5405,EMP!$BK$51:$BK$90),CB5405+1,CB5405)","v":7},1043,{"$f":"SUMIF(EMP!$AQ$51:$AQ$90,CB5406,EMP!$BJ$51:$BJ$90)","v":1053.8373123810941}]
[null,null,null,null,null,null,null,null,null,null,null,null,null,null,null,null,null,null,null,null,null,null,null,null,null,null,null,null,null,null,null,null,null,null,null,null,null,null,null,null,null,null,null,null,null,null,null,null,null,null,null,null,null,null,null,null,null,null,null,null,null,null,null,null,null,null,null,null,null,null,null,null,null,null,null,226,21,5421,{"$f":"OFFSET(EMP!$D$1,IF($CA$1,BX5423,366-BX5423),BY5423)","v":1223.0999999999999},{"$f":"IF(BZ5423=SUMIF(EMP!$AQ$51:$AQ$90,CB5422,EMP!$BK$51:$BK$90),CB5422+1,CB5422)","v":7},1042,{"$f":"SUMIF(EMP!$AQ$51:$AQ$90,CB5423,EMP!$BJ$51:$BJ$90)","v":1053.8373123810941}]
[null,null,null,null,null,null,null,null,null,null,null,null,null,null,null,null,null,null,null,null,null,null,null,null,null,null,null,null,null,null,null,null,null,null,null,null,null,null,null,null,null,null,null,null,null,null,null,null,null,null,null,null,null,null,null,null,null,null,null,null,null,null,null,null,null,null,null,null,null,null,null,null,null,null,null,227,14,5438,{"$f":"OFFSET(EMP!$D$1,IF($CA$1,BX5440,366-BX5440),BY5440)","v":940},{"$f":"IF(BZ5440=SUMIF(EMP!$AQ$51:$AQ$90,CB5439,EMP!$BK$51:$BK$90),CB5439+1,CB5439)","v":7},1042,{"$f":"SUMIF(EMP!$AQ$51:$AQ$90,CB5440,EMP!$BJ$51:$BJ$90)","v":1053.8373123810941}]
[null,null,null,null,null,null,null,null,null,null,null,null,null,null,null,null,null,null,null,null,null,null,null,null,null,null,null,null,null,null,null,null,null,null,null,null,null,null,null,null,null,null,null,null,null,null,null,null,null,null,null,null,null,null,null,null,null,null,null,null,null,null,null,null,null,null,null,null,null,null,null,null,null,null,null,227,23,5447,{"$f":"OFFSET(EMP!$D$1,IF($CA$1,BX5449,366-BX5449),BY5449)","v":1104},{"$f":"IF(BZ5449=SUMIF(EMP!$AQ$51:$AQ$90,CB5448,EMP!$BK$51:$BK$90),CB5448+1,CB5448)","v":7},1041,{"$f":"SUMIF(EMP!$AQ$51:$AQ$90,CB5449,EMP!$BJ$51:$BJ$90)","v":1053.8373123810941}]
[null,null,null,null,null,null,null,null,null,null,null,null,null,null,null,null,null,null,null,null,null,null,null,null,null,null,null,null,null,null,null,null,null,null,null,null,null,null,null,null,null,null,null,null,null,null,null,null,null,null,null,null,null,null,null,null,null,null,null,null,null,null,null,null,null,null,null,null,null,null,null,null,null,null,null,229,1,5473,{"$f":"OFFSET(EMP!$D$1,IF($CA$1,BX5475,366-BX5475),BY5475)","v":905},{"$f":"IF(BZ5475=SUMIF(EMP!$AQ$51:$AQ$90,CB5474,EMP!$BK$51:$BK$90),CB5474+1,CB5474)","v":7},1041,{"$f":"SUMIF(EMP!$AQ$51:$AQ$90,CB5475,EMP!$BJ$51:$BJ$90)","v":1053.8373123810941}]
[null,null,null,null,null,null,null,null,null,null,null,null,null,null,null,null,null,null,null,null,null,null,null,null,null,null,null,null,null,null,null,null,null,null,null,null,null,null,null,null,null,null,null,null,null,null,null,null,null,null,null,null,null,null,null,null,null,null,null,null,null,null,null,null,null,null,null,null,null,null,null,null,null,null,null,229,18,5490,{"$f":"OFFSET(EMP!$D$1,IF($CA$1,BX5492,366-BX5492),BY5492)","v":1069},{"$f":"IF(BZ5492=SUMIF(EMP!$AQ$51:$AQ$90,CB5491,EMP!$BK$51:$BK$90),CB5491+1,CB5491)","v":7},1040,{"$f":"SUMIF(EMP!$AQ$51:$AQ$90,CB5492,EMP!$BJ$51:$BJ$90)","v":1053.8373123810941}]
[null,null,null,null,null,null,null,null,null,null,null,null,null,null,null,null,null,null,null,null,null,null,null,null,null,null,null,null,null,null,null,null,null,null,null,null,null,null,null,null,null,null,null,null,null,null,null,null,null,null,null,null,null,null,null,null,null,null,null,null,null,null,null,null,null,null,null,null,null,null,null,null,null,null,null,230,1,5497,{"$f":"OFFSET(EMP!$D$1,IF($CA$1,BX5499,366-BX5499),BY5499)","v":989},{"$f":"IF(BZ5499=SUMIF(EMP!$AQ$51:$AQ$90,CB5498,EMP!$BK$51:$BK$90),CB5498+1,CB5498)","v":7},1040,{"$f":"SUMIF(EMP!$AQ$51:$AQ$90,CB5499,EMP!$BJ$51:$BJ$90)","v":1053.8373123810941}]
[null,null,null,null,null,null,null,null,null,null,null,null,null,null,null,null,null,null,null,null,null,null,null,null,null,null,null,null,null,null,null,null,null,null,null,null,null,null,null,null,null,null,null,null,null,null,null,null,null,null,null,null,null,null,null,null,null,null,null,null,null,null,null,null,null,null,null,null,null,null,null,null,null,null,null,231,5,5525,{"$f":"OFFSET(EMP!$D$1,IF($CA$1,BX5527,366-BX5527),BY5527)","v":961},{"$f":"IF(BZ5527=SUMIF(EMP!$AQ$51:$AQ$90,CB5526,EMP!$BK$51:$BK$90),CB5526+1,CB5526)","v":7},1039,{"$f":"SUMIF(EMP!$AQ$51:$AQ$90,CB5527,EMP!$BJ$51:$BJ$90)","v":1053.8373123810941}]
[null,null,null,null,null,null,null,null,null,null,null,null,null,null,null,null,null,null,null,null,null,null,null,null,null,null,null,null,null,null,null,null,null,null,null,null,null,null,null,null,null,null,null,null,null,null,null,null,null,null,null,null,null,null,null,null,null,null,null,null,null,null,null,null,null,null,null,null,null,null,null,null,null,null,null,231,22,5542,{"$f":"OFFSET(EMP!$D$1,IF($CA$1,BX5544,366-BX5544),BY5544)","v":1180},{"$f":"IF(BZ5544=SUMIF(EMP!$AQ$51:$AQ$90,CB5543,EMP!$BK$51:$BK$90),CB5543+1,CB5543)","v":7},1038,{"$f":"SUMIF(EMP!$AQ$51:$AQ$90,CB5544,EMP!$BJ$51:$BJ$90)","v":1053.8373123810941}]
[null,null,null,null,null,null,null,null,null,null,null,null,null,null,null,null,null,null,null,null,null,null,null,null,null,null,null,null,null,null,null,null,null,null,null,null,null,null,null,null,null,null,null,null,null,null,null,null,null,null,null,null,null,null,null,null,null,null,null,null,null,null,null,null,null,null,null,null,null,null,null,null,null,null,null,232,15,5559,{"$f":"OFFSET(EMP!$D$1,IF($CA$1,BX5561,366-BX5561),BY5561)","v":1129},{"$f":"IF(BZ5561=SUMIF(EMP!$AQ$51:$AQ$90,CB5560,EMP!$BK$51:$BK$90),CB5560+1,CB5560)","v":7},1038,{"$f":"SUMIF(EMP!$AQ$51:$AQ$90,CB5561,EMP!$BJ$51:$BJ$90)","v":1053.8373123810941}]
[null,null,null,null,null,null,null,null,null,null,null,null,null,null,null,null,null,null,null,null,null,null,null,null,null,null,null,null,null,null,null,null,null,null,null,null,null,null,null,null,null,null,null,null,null,null,null,null,null,null,null,null,null,null,null,null,null,null,null,null,null,null,null,null,null,null,null,null,null,null,null,null,null,null,null,232,19,5563,{"$f":"OFFSET(EMP!$D$1,IF($CA$1,BX5565,366-BX5565),BY5565)","v":1275},{"$f":"IF(BZ5565=SUMIF(EMP!$AQ$51:$AQ$90,CB5564,EMP!$BK$51:$BK$90),CB5564+1,CB5564)","v":8},1038,{"$f":"SUMIF(EMP!$AQ$51:$AQ$90,CB5565,EMP!$BJ$51:$BJ$90)","v":1042.9053733257481}]
[null,null,null,null,null,null,null,null,null,null,null,null,null,null,null,null,null,null,null,null,null,null,null,null,null,null,null,null,null,null,null,null,null,null,null,null,null,null,null,null,null,null,null,null,null,null,null,null,null,null,null,null,null,null,null,null,null,null,null,null,null,null,null,null,null,null,null,null,null,null,null,null,null,null,null,233,10,5578,{"$f":"OFFSET(EMP!$D$1,IF($CA$1,BX5580,366-BX5580),BY5580)","v":1080},{"$f":"IF(BZ5580=SUMIF(EMP!$AQ$51:$AQ$90,CB5579,EMP!$BK$51:$BK$90),CB5579+1,CB5579)","v":8},1037,{"$f":"SUMIF(EMP!$AQ$51:$AQ$90,CB5580,EMP!$BJ$51:$BJ$90)","v":1042.9053733257481}]
[null,null,null,null,null,null,null,null,null,null,null,null,null,null,null,null,null,null,null,null,null,null,null,null,null,null,null,null,null,null,null,null,null,null,null,null,null,null,null,null,null,null,null,null,null,null,null,null,null,null,null,null,null,null,null,null,null,null,null,null,null,null,null,null,null,null,null,null,null,null,null,null,null,null,null,234,3,5595,{"$f":"OFFSET(EMP!$D$1,IF($CA$1,BX5597,366-BX5597),BY5597)","v":1031},{"$f":"IF(BZ5597=SUMIF(EMP!$AQ$51:$AQ$90,CB5596,EMP!$BK$51:$BK$90),CB5596+1,CB5596)","v":8},1037,{"$f":"SUMIF(EMP!$AQ$51:$AQ$90,CB5597,EMP!$BJ$51:$BJ$90)","v":1042.9053733257481}]
[null,null,null,null,null,null,null,null,null,null,null,null,null,null,null,null,null,null,null,null,null,null,null,null,null,null,null,null,null,null,null,null,null,null,null,null,null,null,null,null,null,null,null,null,null,null,null,null,null,null,null,null,null,null,null,null,null,null,null,null,null,null,null,null,null,null,null,null,null,null,null,null,null,null,null,234,20,5612,{"$f":"OFFSET(EMP!$D$1,IF($CA$1,BX5614,366-BX5614),BY5614)","v":1257},{"$f":"IF(BZ5614=SUMIF(EMP!$AQ$51:$AQ$90,CB5613,EMP!$BK$51:$BK$90),CB5613+1,CB5613)","v":8},1036,{"$f":"SUMIF(EMP!$AQ$51:$AQ$90,CB5614,EMP!$BJ$51:$BJ$90)","v":1042.9053733257481}]
[null,null,null,null,null,null,null,null,null,null,null,null,null,null,null,null,null,null,null,null,null,null,null,null,null,null,null,null,null,null,null,null,null,null,null,null,null,null,null,null,null,null,null,null,null,null,null,null,null,null,null,null,null,null,null,null,null,null,null,null,null,null,null,null,null,null,null,null,null,null,null,null,null,null,null,235,14,5630,{"$f":"OFFSET(EMP!$D$1,IF($CA$1,BX5632,366-BX5632),BY5632)","v":868},{"$f":"IF(BZ5632=SUMIF(EMP!$AQ$51:$AQ$90,CB5631,EMP!$BK$51:$BK$90),CB5631+1,CB5631)","v":8},1035.0999999999999,{"$f":"SUMIF(EMP!$AQ$51:$AQ$90,CB5632,EMP!$BJ$51:$BJ$90)","v":1042.9053733257481}]
[null,null,null,null,null,null,null,null,null,null,null,null,null,null,null,null,null,null,null,null,null,null,null,null,null,null,null,null,null,null,null,null,null,null,null,null,null,null,null,null,null,null,null,null,null,null,null,null,null,null,null,null,null,null,null,null,null,null,null,null,null,null,null,null,null,null,null,null,null,null,null,null,null,null,null,236,7,5647,{"$f":"OFFSET(EMP!$D$1,IF($CA$1,BX5649,366-BX5649),BY5649)","v":944},{"$f":"IF(BZ5649=SUMIF(EMP!$AQ$51:$AQ$90,CB5648,EMP!$BK$51:$BK$90),CB5648+1,CB5648)","v":8},1035,{"$f":"SUMIF(EMP!$AQ$51:$AQ$90,CB5649,EMP!$BJ$51:$BJ$90)","v":1042.9053733257481}]
[null,null,null,null,null,null,null,null,null,null,null,null,null,null,null,null,null,null,null,null,null,null,null,null,null,null,null,null,null,null,null,null,null,null,null,null,null,null,null,null,null,null,null,null,null,null,null,null,null,null,null,null,null,null,null,null,null,null,null,null,null,null,null,null,null,null,null,null,null,null,null,null,null,null,null,236,24,5664,{"$f":"OFFSET(EMP!$D$1,IF($CA$1,BX5666,366-BX5666),BY5666)","v":1020},{"$f":"IF(BZ5666=SUMIF(EMP!$AQ$51:$AQ$90,CB5665,EMP!$BK$51:$BK$90),CB5665+1,CB5665)","v":8},1034,{"$f":"SUMIF(EMP!$AQ$51:$AQ$90,CB5666,EMP!$BJ$51:$BJ$90)","v":1042.9053733257481}]
[null,null,null,null,null,null,null,null,null,null,null,null,null,null,null,null,null,null,null,null,null,null,null,null,null,null,null,null,null,null,null,null,null,null,null,null,null,null,null,null,null,null,null,null,null,null,null,null,null,null,null,null,null,null,null,null,null,null,null,null,null,null,null,null,null,null,null,null,null,null,null,null,null,null,null,237,16,5680,{"$f":"OFFSET(EMP!$D$1,IF($CA$1,BX5682,366-BX5682),BY5682)","v":1001},{"$f":"IF(BZ5682=SUMIF(EMP!$AQ$51:$AQ$90,CB5681,EMP!$BK$51:$BK$90),CB5681+1,CB5681)","v":8},1033,{"$f":"SUMIF(EMP!$AQ$51:$AQ$90,CB5682,EMP!$BJ$51:$BJ$90)","v":1042.9053733257481}]
[null,null,null,null,null,null,null,null,null,null,null,null,null,null,null,null,null,null,null,null,null,null,null,null,null,null,null,null,null,null,null,null,null,null,null,null,null,null,null,null,null,null,null,null,null,null,null,null,null,null,null,null,null,null,null,null,null,null,null,null,null,null,null,null,null,null,null,null,null,null,null,null,null,null,null,238,11,5699,{"$f":"OFFSET(EMP!$D$1,IF($CA$1,BX5701,366-BX5701),BY5701)","v":1048},{"$f":"IF(BZ5701=SUMIF(EMP!$AQ$51:$AQ$90,CB5700,EMP!$BK$51:$BK$90),CB5700+1,CB5700)","v":8},1033,{"$f":"SUMIF(EMP!$AQ$51:$AQ$90,CB5701,EMP!$BJ$51:$BJ$90)","v":1042.9053733257481}]
[null,null,null,null,null,null,null,null,null,null,null,null,null,null,null,null,null,null,null,null,null,null,null,null,null,null,null,null,null,null,null,null,null,null,null,null,null,null,null,null,null,null,null,null,null,null,null,null,null,null,null,null,null,null,null,null,null,null,null,null,null,null,null,null,null,null,null,null,null,null,null,null,null,null,null,239,4,5716,{"$f":"OFFSET(EMP!$D$1,IF($CA$1,BX5718,366-BX5718),BY5718)","v":960},{"$f":"IF(BZ5718=SUMIF(EMP!$AQ$51:$AQ$90,CB5717,EMP!$BK$51:$BK$90),CB5717+1,CB5717)","v":8},1032,{"$f":"SUMIF(EMP!$AQ$51:$AQ$90,CB5718,EMP!$BJ$51:$BJ$90)","v":1042.9053733257481}]
[null,null,null,null,null,null,null,null,null,null,null,null,null,null,null,null,null,null,null,null,null,null,null,null,null,null,null,null,null,null,null,null,null,null,null,null,null,null,null,null,null,null,null,null,null,null,null,null,null,null,null,null,null,null,null,null,null,null,null,null,null,null,null,null,null,null,null,null,null,null,null,null,null,null,null,239,21,5733,{"$f":"OFFSET(EMP!$D$1,IF($CA$1,BX5735,366-BX5735),BY5735)","v":1281},{"$f":"IF(BZ5735=SUMIF(EMP!$AQ$51:$AQ$90,CB5734,EMP!$BK$51:$BK$90),CB5734+1,CB5734)","v":8},1032,{"$f":"SUMIF(EMP!$AQ$51:$AQ$90,CB5735,EMP!$BJ$51:$BJ$90)","v":1042.9053733257481}]
[null,null,null,null,null,null,null,null,null,null,null,null,null,null,null,null,null,null,null,null,null,null,null,null,null,null,null,null,null,null,null,null,null,null,null,null,null,null,null,null,null,null,null,null,null,null,null,null,null,null,null,null,null,null,null,null,null,null,null,null,null,null,null,null,null,null,null,null,null,null,null,null,null,null,null,240,10,5746,{"$f":"OFFSET(EMP!$D$1,IF($CA$1,BX5748,366-BX5748),BY5748)","v":1029},{"$f":"IF(BZ5748=SUMIF(EMP!$AQ$51:$AQ$90,CB5747,EMP!$BK$51:$BK$90),CB5747+1,CB5747)","v":8},1031,{"$f":"SUMIF(EMP!$AQ$51:$AQ$90,CB5748,EMP!$BJ$51:$BJ$90)","v":1042.9053733257481}]
[null,null,null,null,null,null,null,null,null,null,null,null,null,null,null,null,null,null,null,null,null,null,null,null,null,null,null,null,null,null,null,null,null,null,null,null,null,null,null,null,null,null,null,null,null,null,null,null,null,null,null,null,null,null,null,null,null,null,null,null,null,null,null,null,null,null,null,null,null,null,null,null,null,null,null,241,8,5768,{"$f":"OFFSET(EMP!$D$1,IF($CA$1,BX5770,366-BX5770),BY5770)","v":902},{"$f":"IF(BZ5770=SUMIF(EMP!$AQ$51:$AQ$90,CB5769,EMP!$BK$51:$BK$90),CB5769+1,CB5769)","v":8},1030,{"$f":"SUMIF(EMP!$AQ$51:$AQ$90,CB5770,EMP!$BJ$51:$BJ$90)","v":1042.9053733257481}]
[null,null,null,null,null,null,null,null,null,null,null,null,null,null,null,null,null,null,null,null,null,null,null,null,null,null,null,null,null,null,null,null,null,null,null,null,null,null,null,null,null,null,null,null,null,null,null,null,null,null,null,null,null,null,null,null,null,null,null,null,null,null,null,null,null,null,null,null,null,null,null,null,null,null,null,242,{"$f":"BY5763","v":1},5785,{"$f":"OFFSET(EMP!$D$1,IF($CA$1,BX5787,366-BX5787),BY5787)","v":931},{"$f":"IF(BZ5787=SUMIF(EMP!$AQ$51:$AQ$90,CB5786,EMP!$BK$51:$BK$90),CB5786+1,CB5786)","v":8},1030,{"$f":"SUMIF(EMP!$AQ$51:$AQ$90,CB5787,EMP!$BJ$51:$BJ$90)","v":1042.9053733257481}]
[null,null,null,null,null,null,null,null,null,null,null,null,null,null,null,null,null,null,null,null,null,null,null,null,null,null,null,null,null,null,null,null,null,null,null,null,null,null,null,null,null,null,null,null,null,null,null,null,null,null,null,null,null,null,null,null,null,null,null,null,null,null,null,null,null,null,null,null,null,null,null,null,null,null,null,242,18,5802,{"$f":"OFFSET(EMP!$D$1,IF($CA$1,BX5804,366-BX5804),BY5804)","v":948},{"$f":"IF(BZ5804=SUMIF(EMP!$AQ$51:$AQ$90,CB5803,EMP!$BK$51:$BK$90),CB5803+1,CB5803)","v":8},1029,{"$f":"SUMIF(EMP!$AQ$51:$AQ$90,CB5804,EMP!$BJ$51:$BJ$90)","v":1042.9053733257481}]
[null,null,null,null,null,null,null,null,null,null,null,null,null,null,null,null,null,null,null,null,null,null,null,null,null,null,null,null,null,null,null,null,null,null,null,null,null,null,null,null,null,null,null,null,null,null,null,null,null,null,null,null,null,null,null,null,null,null,null,null,null,null,null,null,null,null,null,null,null,null,null,null,null,null,null,243,5,5813,{"$f":"OFFSET(EMP!$D$1,IF($CA$1,BX5815,366-BX5815),BY5815)","v":946},{"$f":"IF(BZ5815=SUMIF(EMP!$AQ$51:$AQ$90,CB5814,EMP!$BK$51:$BK$90),CB5814+1,CB5814)","v":8},1029,{"$f":"SUMIF(EMP!$AQ$51:$AQ$90,CB5815,EMP!$BJ$51:$BJ$90)","v":1042.9053733257481}]
[null,null,null,null,null,null,null,null,null,null,null,null,null,null,null,null,null,null,null,null,null,null,null,null,null,null,null,null,null,null,null,null,null,null,null,null,null,null,null,null,null,null,null,null,null,null,null,null,null,null,null,null,null,null,null,null,null,null,null,null,null,null,null,null,null,null,null,null,null,null,null,null,null,null,null,243,13,5821,{"$f":"OFFSET(EMP!$D$1,IF($CA$1,BX5823,366-BX5823),BY5823)","v":1040},{"$f":"IF(BZ5823=SUMIF(EMP!$AQ$51:$AQ$90,CB5822,EMP!$BK$51:$BK$90),CB5822+1,CB5822)","v":8},1029,{"$f":"SUMIF(EMP!$AQ$51:$AQ$90,CB5823,EMP!$BJ$51:$BJ$90)","v":1042.9053733257481}]
[null,null,null,null,null,null,null,null,null,null,null,null,null,null,null,null,null,null,null,null,null,null,null,null,null,null,null,null,null,null,null,null,null,null,null,null,null,null,null,null,null,null,null,null,null,null,null,null,null,null,null,null,null,null,null,null,null,null,null,null,null,null,null,null,null,null,null,null,null,null,null,null,null,null,null,244,6,5838,{"$f":"OFFSET(EMP!$D$1,IF($CA$1,BX5840,366-BX5840),BY5840)","v":928},{"$f":"IF(BZ5840=SUMIF(EMP!$AQ$51:$AQ$90,CB5839,EMP!$BK$51:$BK$90),CB5839+1,CB5839)","v":8},1028,{"$f":"SUMIF(EMP!$AQ$51:$AQ$90,CB5840,EMP!$BJ$51:$BJ$90)","v":1042.9053733257481}]
[null,null,null,null,null,null,null,null,null,null,null,null,null,null,null,null,null,null,null,null,null,null,null,null,null,null,null,null,null,null,null,null,null,null,null,null,null,null,null,null,null,null,null,null,null,null,null,null,null,null,null,null,null,null,null,null,null,null,null,null,null,null,null,null,null,null,null,null,null,null,null,null,null,null,null,245,7,5863,{"$f":"OFFSET(EMP!$D$1,IF($CA$1,BX5865,366-BX5865),BY5865)","v":961},{"$f":"IF(BZ5865=SUMIF(EMP!$AQ$51:$AQ$90,CB5864,EMP!$BK$51:$BK$90),CB5864+1,CB5864)","v":8},1027,{"$f":"SUMIF(EMP!$AQ$51:$AQ$90,CB5865,EMP!$BJ$51:$BJ$90)","v":1042.9053733257481}]
[null,null,null,null,null,null,null,null,null,null,null,null,null,null,null,null,null,null,null,null,null,null,null,null,null,null,null,null,null,null,null,null,null,null,null,null,null,null,null,null,null,null,null,null,null,null,null,null,null,null,null,null,null,null,null,null,null,null,null,null,null,null,null,null,null,null,null,null,null,null,null,null,null,null,null,245,17,5873,{"$f":"OFFSET(EMP!$D$1,IF($CA$1,BX5875,366-BX5875),BY5875)","v":1051},{"$f":"IF(BZ5875=SUMIF(EMP!$AQ$51:$AQ$90,CB5874,EMP!$BK$51:$BK$90),CB5874+1,CB5874)","v":8},1026,{"$f":"SUMIF(EMP!$AQ$51:$AQ$90,CB5875,EMP!$BJ$51:$BJ$90)","v":1042.9053733257481}]
[null,null,null,null,null,null,null,null,null,null,null,null,null,null,null,null,null,null,null,null,null,null,null,null,null,null,null,null,null,null,null,null,null,null,null,null,null,null,null,null,null,null,null,null,null,null,null,null,null,null,null,null,null,null,null,null,null,null,null,null,null,null,null,null,null,null,null,null,null,null,null,null,null,null,null,246,10,{"$f":"BZ5891+1","v":5890},{"$f":"OFFSET(EMP!$D$1,IF($CA$1,BX5892,366-BX5892),BY5892)","v":935},{"$f":"IF(BZ5892=SUMIF(EMP!$AQ$51:$AQ$90,CB5891,EMP!$BK$51:$BK$90),CB5891+1,CB5891)","v":8},1026,{"$f":"SUMIF(EMP!$AQ$51:$AQ$90,CB5892,EMP!$BJ$51:$BJ$90)","v":1042.9053733257481}]
[null,null,null,null,null,null,null,null,null,null,null,null,null,null,null,null,null,null,null,null,null,null,null,null,null,null,null,null,null,null,null,null,null,null,null,null,null,null,null,null,null,null,null,null,null,null,null,null,null,null,null,null,null,null,null,null,null,null,null,null,null,null,null,null,null,null,null,null,null,null,null,null,null,null,null,247,3,5907,{"$f":"OFFSET(EMP!$D$1,IF($CA$1,BX5909,366-BX5909),BY5909)","v":956},{"$f":"IF(BZ5909=SUMIF(EMP!$AQ$51:$AQ$90,CB5908,EMP!$BK$51:$BK$90),CB5908+1,CB5908)","v":8},1025,{"$f":"SUMIF(EMP!$AQ$51:$AQ$90,CB5909,EMP!$BJ$51:$BJ$90)","v":1042.9053733257481}]
[null,null,null,null,null,null,null,null,null,null,null,null,null,null,null,null,null,null,null,null,null,null,null,null,null,null,null,null,null,null,null,null,null,null,null,null,null,null,null,null,null,null,null,null,null,null,null,null,null,null,null,null,null,null,null,null,null,null,null,null,null,null,null,null,null,null,null,null,null,null,null,null,null,null,null,248,2,5930,{"$f":"OFFSET(EMP!$D$1,IF($CA$1,BX5932,366-BX5932),BY5932)","v":1001},{"$f":"IF(BZ5932=SUMIF(EMP!$AQ$51:$AQ$90,CB5931,EMP!$BK$51:$BK$90),CB5931+1,CB5931)","v":8},1024,{"$f":"SUMIF(EMP!$AQ$51:$AQ$90,CB5932,EMP!$BJ$51:$BJ$90)","v":1042.9053733257481}]
[null,null,null,null,null,null,null,null,null,null,null,null,null,null,null,null,null,null,null,null,null,null,null,null,null,null,null,null,null,null,null,null,null,null,null,null,null,null,null,null,null,null,null,null,null,null,null,null,null,null,null,null,null,null,null,null,null,null,null,null,null,null,null,null,null,null,null,null,null,null,null,null,null,null,null,248,14,5942,{"$f":"OFFSET(EMP!$D$1,IF($CA$1,BX5944,366-BX5944),BY5944)","v":931},{"$f":"IF(BZ5944=SUMIF(EMP!$AQ$51:$AQ$90,CB5943,EMP!$BK$51:$BK$90),CB5943+1,CB5943)","v":8},1024,{"$f":"SUMIF(EMP!$AQ$51:$AQ$90,CB5944,EMP!$BJ$51:$BJ$90)","v":1042.9053733257481}]
[null,null,null,null,null,null,null,null,null,null,null,null,null,null,null,null,null,null,null,null,null,null,null,null,null,null,null,null,null,null,null,null,null,null,null,null,null,null,null,null,null,null,null,null,null,null,null,null,null,null,null,null,null,null,null,null,null,null,null,null,null,null,null,null,null,null,null,null,null,null,null,null,null,null,null,249,7,5959,{"$f":"OFFSET(EMP!$D$1,IF($CA$1,BX5961,366-BX5961),BY5961)","v":942},{"$f":"IF(BZ5961=SUMIF(EMP!$AQ$51:$AQ$90,CB5960,EMP!$BK$51:$BK$90),CB5960+1,CB5960)","v":8},1023,{"$f":"SUMIF(EMP!$AQ$51:$AQ$90,CB5961,EMP!$BJ$51:$BJ$90)","v":1042.9053733257481}]
[null,null,null,null,null,null,null,null,null,null,null,null,null,null,null,null,null,null,null,null,null,null,null,null,null,null,null,null,null,null,null,null,null,null,null,null,null,null,null,null,null,null,null,null,null,null,null,null,null,null,null,null,null,null,null,null,null,null,null,null,null,null,null,null,null,null,null,null,null,null,null,null,null,null,null,250,4,5980,{"$f":"OFFSET(EMP!$D$1,IF($CA$1,BX5982,366-BX5982),BY5982)","v":981},{"$f":"IF(BZ5982=SUMIF(EMP!$AQ$51:$AQ$90,CB5981,EMP!$BK$51:$BK$90),CB5981+1,CB5981)","v":8},1022,{"$f":"SUMIF(EMP!$AQ$51:$AQ$90,CB5982,EMP!$BJ$51:$BJ$90)","v":1042.9053733257481}]
[null,null,null,null,null,null,null,null,null,null,null,null,null,null,null,null,null,null,null,null,null,null,null,null,null,null,null,null,null,null,null,null,null,null,null,null,null,null,null,null,null,null,null,null,null,null,null,null,null,null,null,null,null,null,null,null,null,null,null,null,null,null,null,null,null,null,null,null,null,null,null,null,null,null,null,250,18,5994,{"$f":"OFFSET(EMP!$D$1,IF($CA$1,BX5996,366-BX5996),BY5996)","v":1094},{"$f":"IF(BZ5996=SUMIF(EMP!$AQ$51:$AQ$90,CB5995,EMP!$BK$51:$BK$90),CB5995+1,CB5995)","v":8},1022,{"$f":"SUMIF(EMP!$AQ$51:$AQ$90,CB5996,EMP!$BJ$51:$BJ$90)","v":1042.9053733257481}]
[null,null,null,null,null,null,null,null,null,null,null,null,null,null,null,null,null,null,null,null,null,null,null,null,null,null,null,null,null,null,null,null,null,null,null,null,null,null,null,null,null,null,null,null,null,null,null,null,null,null,null,null,null,null,null,null,null,null,null,null,null,null,null,null,null,null,null,null,null,null,null,null,null,null,null,251,11,6011,{"$f":"OFFSET(EMP!$D$1,IF($CA$1,BX6013,366-BX6013),BY6013)","v":1070},{"$f":"IF(BZ6013=SUMIF(EMP!$AQ$51:$AQ$90,CB6012,EMP!$BK$51:$BK$90),CB6012+1,CB6012)","v":8},1021,{"$f":"SUMIF(EMP!$AQ$51:$AQ$90,CB6013,EMP!$BJ$51:$BJ$90)","v":1042.9053733257481}]
[null,null,null,null,null,null,null,null,null,null,null,null,null,null,null,null,null,null,null,null,null,null,null,null,null,null,null,null,null,null,null,null,null,null,null,null,null,null,null,null,null,null,null,null,null,null,null,null,null,null,null,null,null,null,null,null,null,null,null,null,null,null,null,null,null,null,null,null,null,null,null,null,null,null,null,252,4,6028,{"$f":"OFFSET(EMP!$D$1,IF($CA$1,BX6030,366-BX6030),BY6030)","v":980},{"$f":"IF(BZ6030=SUMIF(EMP!$AQ$51:$AQ$90,CB6029,EMP!$BK$51:$BK$90),CB6029+1,CB6029)","v":8},1020,{"$f":"SUMIF(EMP!$AQ$51:$AQ$90,CB6030,EMP!$BJ$51:$BJ$90)","v":1042.9053733257481}]
[null,null,null,null,null,null,null,null,null,null,null,null,null,null,null,null,null,null,null,null,null,null,null,null,null,null,null,null,null,null,null,null,null,null,null,null,null,null,null,null,null,null,null,null,null,null,null,null,null,null,null,null,null,null,null,null,null,null,null,null,null,null,null,null,null,null,null,null,null,null,null,null,null,null,null,252,22,6046,{"$f":"OFFSET(EMP!$D$1,IF($CA$1,BX6048,366-BX6048),BY6048)","v":1258},{"$f":"IF(BZ6048=SUMIF(EMP!$AQ$51:$AQ$90,CB6047,EMP!$BK$51:$BK$90),CB6047+1,CB6047)","v":8},1019,{"$f":"SUMIF(EMP!$AQ$51:$AQ$90,CB6048,EMP!$BJ$51:$BJ$90)","v":1042.9053733257481}]
[null,null,null,null,null,null,null,null,null,null,null,null,null,null,null,null,null,null,null,null,null,null,null,null,null,null,null,null,null,null,null,null,null,null,null,null,null,null,null,null,null,null,null,null,null,null,null,null,null,null,null,null,null,null,null,null,null,null,null,null,null,null,null,null,null,null,null,null,null,null,null,null,null,null,null,253,15,6063,{"$f":"OFFSET(EMP!$D$1,IF($CA$1,BX6065,366-BX6065),BY6065)","v":1142},{"$f":"IF(BZ6065=SUMIF(EMP!$AQ$51:$AQ$90,CB6064,EMP!$BK$51:$BK$90),CB6064+1,CB6064)","v":8},1019,{"$f":"SUMIF(EMP!$AQ$51:$AQ$90,CB6065,EMP!$BJ$51:$BJ$90)","v":1042.9053733257481}]
[null,null,null,null,null,null,null,null,null,null,null,null,null,null,null,null,null,null,null,null,null,null,null,null,null,null,null,null,null,null,null,null,null,null,null,null,null,null,null,null,null,null,null,null,null,null,null,null,null,null,null,null,null,null,null,null,null,null,null,null,null,null,null,null,null,null,null,null,null,null,null,null,null,null,null,254,8,6080,{"$f":"OFFSET(EMP!$D$1,IF($CA$1,BX6082,366-BX6082),BY6082)","v":1040},{"$f":"IF(BZ6082=SUMIF(EMP!$AQ$51:$AQ$90,CB6081,EMP!$BK$51:$BK$90),CB6081+1,CB6081)","v":8},1018,{"$f":"SUMIF(EMP!$AQ$51:$AQ$90,CB6082,EMP!$BJ$51:$BJ$90)","v":1042.9053733257481}]
[null,null,null,null,null,null,null,null,null,null,null,null,null,null,null,null,null,null,null,null,null,null,null,null,null,null,null,null,null,null,null,null,null,null,null,null,null,null,null,null,null,null,null,null,null,null,null,null,null,null,null,null,null,null,null,null,null,null,null,null,null,null,null,null,null,null,null,null,null,null,null,null,null,null,null,{"$f":"ROUNDDOWN((BZ6083-1)/24,0)+1","v":254},9,6081,{"$f":"OFFSET(EMP!$D$1,IF($CA$1,BX6083,366-BX6083),BY6083)","v":1108},{"$f":"IF(BZ6083=SUMIF(EMP!$AQ$51:$AQ$90,CB6082,EMP!$BK$51:$BK$90),CB6082+1,CB6082)","v":8},1018,{"$f":"SUMIF(EMP!$AQ$51:$AQ$90,CB6083,EMP!$BJ$51:$BJ$90)","v":1042.9053733257481}]
[null,null,null,null,null,null,null,null,null,null,null,null,null,null,null,null,null,null,null,null,null,null,null,null,null,null,null,null,null,null,null,null,null,null,null,null,null,null,null,null,null,null,null,null,null,null,null,null,null,null,null,null,null,null,null,null,null,null,null,null,null,null,null,null,null,null,null,null,null,null,null,null,null,null,null,255,17,6113,{"$f":"OFFSET(EMP!$D$1,IF($CA$1,BX6115,366-BX6115),BY6115)","v":968},{"$f":"IF(BZ6115=SUMIF(EMP!$AQ$51:$AQ$90,CB6114,EMP!$BK$51:$BK$90),CB6114+1,CB6114)","v":8},1017,{"$f":"SUMIF(EMP!$AQ$51:$AQ$90,CB6115,EMP!$BJ$51:$BJ$90)","v":1042.9053733257481}]
[null,null,null,null,null,null,null,null,null,null,null,null,null,null,null,null,null,null,null,null,null,null,null,null,null,null,null,null,null,null,null,null,null,null,null,null,null,null,null,null,null,null,null,null,null,null,null,null,null,null,null,null,null,null,null,null,null,null,null,null,null,null,null,null,null,null,null,null,null,null,null,null,null,null,null,255,20,6116,{"$f":"OFFSET(EMP!$D$1,IF($CA$1,BX6118,366-BX6118),BY6118)","v":1284.3},{"$f":"IF(BZ6118=SUMIF(EMP!$AQ$51:$AQ$90,CB6117,EMP!$BK$51:$BK$90),CB6117+1,CB6117)","v":8},1017,{"$f":"SUMIF(EMP!$AQ$51:$AQ$90,CB6118,EMP!$BJ$51:$BJ$90)","v":1042.9053733257481}]
[null,null,null,null,null,null,null,null,null,null,null,null,null,null,null,null,null,null,null,null,null,null,null,null,null,null,null,null,null,null,null,null,null,null,null,null,null,null,null,null,null,null,null,null,null,null,null,null,null,null,null,null,null,null,null,null,null,null,null,null,null,null,null,null,null,null,null,null,null,null,null,null,null,null,null,256,13,6133,{"$f":"OFFSET(EMP!$D$1,IF($CA$1,BX6135,366-BX6135),BY6135)","v":922},{"$f":"IF(BZ6135=SUMIF(EMP!$AQ$51:$AQ$90,CB6134,EMP!$BK$51:$BK$90),CB6134+1,CB6134)","v":8},1016,{"$f":"SUMIF(EMP!$AQ$51:$AQ$90,CB6135,EMP!$BJ$51:$BJ$90)","v":1042.9053733257481}]
[null,null,null,null,null,null,null,null,null,null,null,null,null,null,null,null,null,null,null,null,null,null,null,null,null,null,null,null,null,null,null,null,null,null,null,null,null,null,null,null,null,null,null,null,null,null,null,null,null,null,null,null,null,null,null,null,null,null,null,null,null,null,null,null,null,null,null,null,null,null,null,null,null,null,null,257,2,{"$f":"BZ6147+1","v":6146},{"$f":"OFFSET(EMP!$D$1,IF($CA$1,BX6148,366-BX6148),BY6148)","v":898},{"$f":"IF(BZ6148=SUMIF(EMP!$AQ$51:$AQ$90,CB6147,EMP!$BK$51:$BK$90),CB6147+1,CB6147)","v":8},1016,{"$f":"SUMIF(EMP!$AQ$51:$AQ$90,CB6148,EMP!$BJ$51:$BJ$90)","v":1042.9053733257481}]
[null,null,null,null,null,null,null,null,null,null,null,null,null,null,null,null,null,null,null,null,null,null,null,null,null,null,null,null,null,null,null,null,null,null,null,null,null,null,null,null,null,null,null,null,null,null,null,null,null,null,null,null,null,null,null,null,null,null,null,null,null,null,null,null,null,null,null,null,null,null,null,null,null,null,null,257,24,6168,{"$f":"OFFSET(EMP!$D$1,IF($CA$1,BX6170,366-BX6170),BY6170)","v":1026},{"$f":"IF(BZ6170=SUMIF(EMP!$AQ$51:$AQ$90,CB6169,EMP!$BK$51:$BK$90),CB6169+1,CB6169)","v":8},1015,{"$f":"SUMIF(EMP!$AQ$51:$AQ$90,CB6170,EMP!$BJ$51:$BJ$90)","v":1042.9053733257481}]
[null,null,null,null,null,null,null,null,null,null,null,null,null,null,null,null,null,null,null,null,null,null,null,null,null,null,null,null,null,null,null,null,null,null,null,null,null,null,null,null,null,null,null,null,null,null,null,null,null,null,null,null,null,null,null,null,null,null,null,null,null,null,null,null,null,null,null,null,null,null,null,null,null,null,null,258,17,6185,{"$f":"OFFSET(EMP!$D$1,IF($CA$1,BX6187,366-BX6187),BY6187)","v":1079},{"$f":"IF(BZ6187=SUMIF(EMP!$AQ$51:$AQ$90,CB6186,EMP!$BK$51:$BK$90),CB6186+1,CB6186)","v":8},1014,{"$f":"SUMIF(EMP!$AQ$51:$AQ$90,CB6187,EMP!$BJ$51:$BJ$90)","v":1042.9053733257481}]
[null,null,null,null,null,null,null,null,null,null,null,null,null,null,null,null,null,null,null,null,null,null,null,null,null,null,null,null,null,null,null,null,null,null,null,null,null,null,null,null,null,null,null,null,null,null,null,null,null,null,null,null,null,null,null,null,null,null,null,null,null,null,null,null,null,null,null,null,null,null,null,null,null,null,null,259,10,6202,{"$f":"OFFSET(EMP!$D$1,IF($CA$1,BX6204,366-BX6204),BY6204)","v":1009},{"$f":"IF(BZ6204=SUMIF(EMP!$AQ$51:$AQ$90,CB6203,EMP!$BK$51:$BK$90),CB6203+1,CB6203)","v":8},1014,{"$f":"SUMIF(EMP!$AQ$51:$AQ$90,CB6204,EMP!$BJ$51:$BJ$90)","v":1042.9053733257481}]
[null,null,null,null,null,null,null,null,null,null,null,null,null,null,null,null,null,null,null,null,null,null,null,null,null,null,null,null,null,null,null,null,null,null,null,null,null,null,null,null,null,null,null,null,null,null,null,null,null,null,null,null,null,null,null,null,null,null,null,null,null,null,null,null,null,null,null,null,null,null,null,null,null,null,null,259,21,6213,{"$f":"OFFSET(EMP!$D$1,IF($CA$1,BX6215,366-BX6215),BY6215)","v":1238.3},{"$f":"IF(BZ6215=SUMIF(EMP!$AQ$51:$AQ$90,CB6214,EMP!$BK$51:$BK$90),CB6214+1,CB6214)","v":8},1013,{"$f":"SUMIF(EMP!$AQ$51:$AQ$90,CB6215,EMP!$BJ$51:$BJ$90)","v":1042.9053733257481}]
[null,null,null,null,null,null,null,null,null,null,null,null,null,null,null,null,null,null,null,null,null,null,null,null,null,null,null,null,null,null,null,null,null,null,null,null,null,null,null,null,null,null,null,null,null,null,null,null,null,null,null,null,null,null,null,null,null,null,null,null,null,null,null,null,null,null,null,null,null,null,null,null,null,null,null,260,21,6237,{"$f":"OFFSET(EMP!$D$1,IF($CA$1,BX6239,366-BX6239),BY6239)","v":1272.3},{"$f":"IF(BZ6239=SUMIF(EMP!$AQ$51:$AQ$90,CB6238,EMP!$BK$51:$BK$90),CB6238+1,CB6238)","v":8},1013,{"$f":"SUMIF(EMP!$AQ$51:$AQ$90,CB6239,EMP!$BJ$51:$BJ$90)","v":1042.9053733257481}]
[null,null,null,null,null,null,null,null,null,null,null,null,null,null,null,null,null,null,null,null,null,null,null,null,null,null,null,null,null,null,null,null,null,null,null,null,null,null,null,null,null,null,null,null,null,null,null,null,null,null,null,null,null,null,null,null,null,null,null,null,null,null,null,null,null,null,null,null,null,null,null,null,null,null,null,261,14,6254,{"$f":"OFFSET(EMP!$D$1,IF($CA$1,BX6256,366-BX6256),BY6256)","v":1110},{"$f":"IF(BZ6256=SUMIF(EMP!$AQ$51:$AQ$90,CB6255,EMP!$BK$51:$BK$90),CB6255+1,CB6255)","v":8},1012,{"$f":"SUMIF(EMP!$AQ$51:$AQ$90,CB6256,EMP!$BJ$51:$BJ$90)","v":1042.9053733257481}]
[null,null,null,null,null,null,null,null,null,null,null,null,null,null,null,null,null,null,null,null,null,null,null,null,null,null,null,null,null,null,null,null,null,null,null,null,null,null,null,null,null,null,null,null,null,null,null,null,null,null,null,null,null,null,null,null,null,null,null,null,null,null,null,null,null,null,null,null,null,null,null,null,null,null,null,262,7,6271,{"$f":"OFFSET(EMP!$D$1,IF($CA$1,BX6273,366-BX6273),BY6273)","v":955},{"$f":"IF(BZ6273=SUMIF(EMP!$AQ$51:$AQ$90,CB6272,EMP!$BK$51:$BK$90),CB6272+1,CB6272)","v":8},1011,{"$f":"SUMIF(EMP!$AQ$51:$AQ$90,CB6273,EMP!$BJ$51:$BJ$90)","v":1042.9053733257481}]
[null,null,null,null,null,null,null,null,null,null,null,null,null,null,null,null,null,null,null,null,null,null,null,null,null,null,null,null,null,null,null,null,null,null,null,null,null,null,null,null,null,null,null,null,null,null,null,null,null,null,null,null,null,null,null,null,null,null,null,null,null,null,null,null,null,null,null,null,null,null,null,null,null,null,null,262,15,6279,{"$f":"OFFSET(EMP!$D$1,IF($CA$1,BX6281,366-BX6281),BY6281)","v":988},{"$f":"IF(BZ6281=SUMIF(EMP!$AQ$51:$AQ$90,CB6280,EMP!$BK$51:$BK$90),CB6280+1,CB6280)","v":8},1011,{"$f":"SUMIF(EMP!$AQ$51:$AQ$90,CB6281,EMP!$BJ$51:$BJ$90)","v":1042.9053733257481}]
[null,null,null,null,null,null,null,null,null,null,null,null,null,null,null,null,null,null,null,null,null,null,null,null,null,null,null,null,null,null,null,null,null,null,null,null,null,null,null,null,null,null,null,null,null,null,null,null,null,null,null,null,null,null,null,null,null,null,null,null,null,null,null,null,null,null,null,null,null,null,null,null,null,null,null,263,18,6306,{"$f":"OFFSET(EMP!$D$1,IF($CA$1,BX6308,366-BX6308),BY6308)","v":1000},{"$f":"IF(BZ6308=SUMIF(EMP!$AQ$51:$AQ$90,CB6307,EMP!$BK$51:$BK$90),CB6307+1,CB6307)","v":8},1010,{"$f":"SUMIF(EMP!$AQ$51:$AQ$90,CB6308,EMP!$BJ$51:$BJ$90)","v":1042.9053733257481}]
[null,null,null,null,null,null,null,null,null,null,null,null,null,null,null,null,null,null,null,null,null,null,null,null,null,null,null,null,null,null,null,null,null,null,null,null,null,null,null,null,null,null,null,null,null,null,null,null,null,null,null,null,null,null,null,null,null,null,null,null,null,null,null,null,null,null,null,null,null,null,null,null,null,null,null,264,11,6323,{"$f":"OFFSET(EMP!$D$1,IF($CA$1,BX6325,366-BX6325),BY6325)","v":960},{"$f":"IF(BZ6325=SUMIF(EMP!$AQ$51:$AQ$90,CB6324,EMP!$BK$51:$BK$90),CB6324+1,CB6324)","v":8},1009,{"$f":"SUMIF(EMP!$AQ$51:$AQ$90,CB6325,EMP!$BJ$51:$BJ$90)","v":1042.9053733257481}]
[null,null,null,null,null,null,null,null,null,null,null,null,null,null,null,null,null,null,null,null,null,null,null,null,null,null,null,null,null,null,null,null,null,null,null,null,null,null,null,null,null,null,null,null,null,null,null,null,null,null,null,null,null,null,null,null,null,null,null,null,null,null,null,null,null,null,null,null,null,null,null,null,null,null,null,264,17,6329,{"$f":"OFFSET(EMP!$D$1,IF($CA$1,BX6331,366-BX6331),BY6331)","v":976},{"$f":"IF(BZ6331=SUMIF(EMP!$AQ$51:$AQ$90,CB6330,EMP!$BK$51:$BK$90),CB6330+1,CB6330)","v":8},1009,{"$f":"SUMIF(EMP!$AQ$51:$AQ$90,CB6331,EMP!$BJ$51:$BJ$90)","v":1042.9053733257481}]
[null,null,null,null,null,null,null,null,null,null,null,null,null,null,null,null,null,null,null,null,null,null,null,null,null,null,null,null,null,null,null,null,null,null,null,null,null,null,null,null,null,null,null,null,null,null,null,null,null,null,null,null,null,null,null,null,null,null,null,null,null,null,null,null,null,null,null,null,null,null,null,null,null,null,null,265,6,6342,{"$f":"OFFSET(EMP!$D$1,IF($CA$1,BX6344,366-BX6344),BY6344)","v":1064},{"$f":"IF(BZ6344=SUMIF(EMP!$AQ$51:$AQ$90,CB6343,EMP!$BK$51:$BK$90),CB6343+1,CB6343)","v":8},1009,{"$f":"SUMIF(EMP!$AQ$51:$AQ$90,CB6344,EMP!$BJ$51:$BJ$90)","v":1042.9053733257481}]
[null,null,null,null,null,null,null,null,null,null,null,null,null,null,null,null,null,null,null,null,null,null,null,null,null,null,null,null,null,null,null,null,null,null,null,null,null,null,null,null,null,null,null,null,null,null,null,null,null,null,null,null,null,null,null,null,null,null,null,null,null,null,null,null,null,null,null,null,null,null,null,null,null,null,null,265,23,6359,{"$f":"OFFSET(EMP!$D$1,IF($CA$1,BX6361,366-BX6361),BY6361)","v":1157},{"$f":"IF(BZ6361=SUMIF(EMP!$AQ$51:$AQ$90,CB6360,EMP!$BK$51:$BK$90),CB6360+1,CB6360)","v":8},1008,{"$f":"SUMIF(EMP!$AQ$51:$AQ$90,CB6361,EMP!$BJ$51:$BJ$90)","v":1042.9053733257481}]
[null,null,null,null,null,null,null,null,null,null,null,null,null,null,null,null,null,null,null,null,null,null,null,null,null,null,null,null,null,null,null,null,null,null,null,null,null,null,null,null,null,null,null,null,null,null,null,null,null,null,null,null,null,null,null,null,null,null,null,null,null,null,null,null,null,null,null,null,null,null,null,null,null,null,null,266,16,6376,{"$f":"OFFSET(EMP!$D$1,IF($CA$1,BX6378,366-BX6378),BY6378)","v":1114},{"$f":"IF(BZ6378=SUMIF(EMP!$AQ$51:$AQ$90,CB6377,EMP!$BK$51:$BK$90),CB6377+1,CB6377)","v":8},1008,{"$f":"SUMIF(EMP!$AQ$51:$AQ$90,CB6378,EMP!$BJ$51:$BJ$90)","v":1042.9053733257481}]
[null,null,null,null,null,null,null,null,null,null,null,null,null,null,null,null,null,null,null,null,null,null,null,null,null,null,null,null,null,null,null,null,null,null,null,null,null,null,null,null,null,null,null,null,null,null,null,null,null,null,null,null,null,null,null,null,null,null,null,null,null,null,null,null,null,null,null,null,null,null,null,null,null,null,null,267,12,6396,{"$f":"OFFSET(EMP!$D$1,IF($CA$1,BX6398,366-BX6398),BY6398)","v":1084},{"$f":"IF(BZ6398=SUMIF(EMP!$AQ$51:$AQ$90,CB6397,EMP!$BK$51:$BK$90),CB6397+1,CB6397)","v":8},1007,{"$f":"SUMIF(EMP!$AQ$51:$AQ$90,CB6398,EMP!$BJ$51:$BJ$90)","v":1042.9053733257481}]
[null,null,null,null,null,null,null,null,null,null,null,null,null,null,null,null,null,null,null,null,null,null,null,null,null,null,null,null,null,null,null,null,null,null,null,null,null,null,null,null,null,null,null,null,null,null,null,null,null,null,null,null,null,null,null,null,null,null,null,null,null,null,null,null,null,null,null,null,null,null,null,null,null,null,null,268,3,6411,{"$f":"OFFSET(EMP!$D$1,IF($CA$1,BX6413,366-BX6413),BY6413)","v":1000},{"$f":"IF(BZ6413=SUMIF(EMP!$AQ$51:$AQ$90,CB6412,EMP!$BK$51:$BK$90),CB6412+1,CB6412)","v":8},1006,{"$f":"SUMIF(EMP!$AQ$51:$AQ$90,CB6413,EMP!$BJ$51:$BJ$90)","v":1042.9053733257481}]
[null,null,null,null,null,null,null,null,null,null,null,null,null,null,null,null,null,null,null,null,null,null,null,null,null,null,null,null,null,null,null,null,null,null,null,null,null,null,null,null,null,null,null,null,null,null,null,null,null,null,null,null,null,null,null,null,null,null,null,null,null,null,null,null,null,null,null,null,null,null,null,null,null,null,null,268,20,6428,{"$f":"OFFSET(EMP!$D$1,IF($CA$1,BX6430,366-BX6430),BY6430)","v":1272.0999999999999},{"$f":"IF(BZ6430=SUMIF(EMP!$AQ$51:$AQ$90,CB6429,EMP!$BK$51:$BK$90),CB6429+1,CB6429)","v":8},1006,{"$f":"SUMIF(EMP!$AQ$51:$AQ$90,CB6430,EMP!$BJ$51:$BJ$90)","v":1042.9053733257481}]
[null,null,null,null,null,null,null,null,null,null,null,null,null,null,null,null,null,null,null,null,null,null,null,null,null,null,null,null,null,null,null,null,null,null,null,null,null,null,null,null,null,null,null,null,null,null,null,null,null,null,null,null,null,null,null,null,null,null,null,null,null,null,null,null,null,null,null,null,null,null,null,null,null,null,null,269,14,6446,{"$f":"OFFSET(EMP!$D$1,IF($CA$1,BX6448,366-BX6448),BY6448)","v":939},{"$f":"IF(BZ6448=SUMIF(EMP!$AQ$51:$AQ$90,CB6447,EMP!$BK$51:$BK$90),CB6447+1,CB6447)","v":9},1005,{"$f":"SUMIF(EMP!$AQ$51:$AQ$90,CB6448,EMP!$BJ$51:$BJ$90)","v":1002.362232423179}]
[null,null,null,null,null,null,null,null,null,null,null,null,null,null,null,null,null,null,null,null,null,null,null,null,null,null,null,null,null,null,null,null,null,null,null,null,null,null,null,null,null,null,null,null,null,null,null,null,null,null,null,null,null,null,null,null,null,null,null,null,null,null,null,null,null,null,null,null,null,null,null,null,null,null,null,270,7,6463,{"$f":"OFFSET(EMP!$D$1,IF($CA$1,BX6465,366-BX6465),BY6465)","v":934},{"$f":"IF(BZ6465=SUMIF(EMP!$AQ$51:$AQ$90,CB6464,EMP!$BK$51:$BK$90),CB6464+1,CB6464)","v":9},1004,{"$f":"SUMIF(EMP!$AQ$51:$AQ$90,CB6465,EMP!$BJ$51:$BJ$90)","v":1002.362232423179}]
[null,null,null,null,null,null,null,null,null,null,null,null,null,null,null,null,null,null,null,null,null,null,null,null,null,null,null,null,null,null,null,null,null,null,null,null,null,null,null,null,null,null,null,null,null,null,null,null,null,null,null,null,null,null,null,null,null,null,null,null,null,null,null,null,null,null,null,null,null,null,null,null,null,null,null,270,24,6480,{"$f":"OFFSET(EMP!$D$1,IF($CA$1,BX6482,366-BX6482),BY6482)","v":1011},{"$f":"IF(BZ6482=SUMIF(EMP!$AQ$51:$AQ$90,CB6481,EMP!$BK$51:$BK$90),CB6481+1,CB6481)","v":9},1003,{"$f":"SUMIF(EMP!$AQ$51:$AQ$90,CB6482,EMP!$BJ$51:$BJ$90)","v":1002.362232423179}]
[null,null,null,null,null,null,null,null,null,null,null,null,null,null,null,null,null,null,null,null,null,null,null,null,null,null,null,null,null,null,null,null,null,null,null,null,null,null,null,null,null,null,null,null,null,null,null,null,null,null,null,null,null,null,null,null,null,null,null,null,null,null,null,null,null,null,null,null,null,null,null,null,null,null,null,271,17,6497,{"$f":"OFFSET(EMP!$D$1,IF($CA$1,BX6499,366-BX6499),BY6499)","v":1184},{"$f":"IF(BZ6499=SUMIF(EMP!$AQ$51:$AQ$90,CB6498,EMP!$BK$51:$BK$90),CB6498+1,CB6498)","v":9},1002,{"$f":"SUMIF(EMP!$AQ$51:$AQ$90,CB6499,EMP!$BJ$51:$BJ$90)","v":1002.362232423179}]
[null,null,null,null,null,null,null,null,null,null,null,null,null,null,null,null,null,null,null,null,null,null,null,null,null,null,null,null,null,null,null,null,null,null,null,null,null,null,null,null,null,null,null,null,null,null,null,null,null,null,null,null,null,null,null,null,null,null,null,null,null,null,null,null,null,null,null,null,null,null,null,null,null,null,null,272,8,6512,{"$f":"OFFSET(EMP!$D$1,IF($CA$1,BX6514,366-BX6514),BY6514)","v":1063},{"$f":"IF(BZ6514=SUMIF(EMP!$AQ$51:$AQ$90,CB6513,EMP!$BK$51:$BK$90),CB6513+1,CB6513)","v":9},1002,{"$f":"SUMIF(EMP!$AQ$51:$AQ$90,CB6514,EMP!$BJ$51:$BJ$90)","v":1002.362232423179}]
[null,null,null,null,null,null,null,null,null,null,null,null,null,null,null,null,null,null,null,null,null,null,null,null,null,null,null,null,null,null,null,null,null,null,null,null,null,null,null,null,null,null,null,null,null,null,null,null,null,null,null,null,null,null,null,null,null,null,null,null,null,null,null,null,null,null,null,null,null,null,null,null,null,null,null,273,4,6532,{"$f":"OFFSET(EMP!$D$1,IF($CA$1,BX6534,366-BX6534),BY6534)","v":1042},{"$f":"IF(BZ6534=SUMIF(EMP!$AQ$51:$AQ$90,CB6533,EMP!$BK$51:$BK$90),CB6533+1,CB6533)","v":9},1001,{"$f":"SUMIF(EMP!$AQ$51:$AQ$90,CB6534,EMP!$BJ$51:$BJ$90)","v":1002.362232423179}]
[null,null,null,null,null,null,null,null,null,null,null,null,null,null,null,null,null,null,null,null,null,null,null,null,null,null,null,null,null,null,null,null,null,null,null,null,null,null,null,null,null,null,null,null,null,null,null,null,null,null,null,null,null,null,null,null,null,null,null,null,null,null,null,null,null,null,null,null,null,null,null,null,null,null,null,273,21,6549,{"$f":"OFFSET(EMP!$D$1,IF($CA$1,BX6551,366-BX6551),BY6551)","v":1333.9},{"$f":"IF(BZ6551=SUMIF(EMP!$AQ$51:$AQ$90,CB6550,EMP!$BK$51:$BK$90),CB6550+1,CB6550)","v":9},1000,{"$f":"SUMIF(EMP!$AQ$51:$AQ$90,CB6551,EMP!$BJ$51:$BJ$90)","v":1002.362232423179}]
[null,null,null,null,null,null,null,null,null,null,null,null,null,null,null,null,null,null,null,null,null,null,null,null,null,null,null,null,null,null,null,null,null,null,null,null,null,null,null,null,null,null,null,null,null,null,null,null,null,null,null,null,null,null,null,null,null,null,null,null,null,null,null,null,null,null,null,null,null,null,null,null,null,null,null,274,14,6566,{"$f":"OFFSET(EMP!$D$1,IF($CA$1,BX6568,366-BX6568),BY6568)","v":1134},{"$f":"IF(BZ6568=SUMIF(EMP!$AQ$51:$AQ$90,CB6567,EMP!$BK$51:$BK$90),CB6567+1,CB6567)","v":9},1000,{"$f":"SUMIF(EMP!$AQ$51:$AQ$90,CB6568,EMP!$BJ$51:$BJ$90)","v":1002.362232423179}]
[null,null,null,null,null,null,null,null,null,null,null,null,null,null,null,null,null,null,null,null,null,null,null,null,null,null,null,null,null,null,null,null,null,null,null,null,null,null,null,null,null,null,null,null,null,null,null,null,null,null,null,null,null,null,null,null,null,null,null,null,null,null,null,null,null,null,null,null,null,null,null,null,null,null,null,275,3,6579,{"$f":"OFFSET(EMP!$D$1,IF($CA$1,BX6581,366-BX6581),BY6581)","v":980},{"$f":"IF(BZ6581=SUMIF(EMP!$AQ$51:$AQ$90,CB6580,EMP!$BK$51:$BK$90),CB6580+1,CB6580)","v":9},999,{"$f":"SUMIF(EMP!$AQ$51:$AQ$90,CB6581,EMP!$BJ$51:$BJ$90)","v":1002.362232423179}]
[null,null,null,null,null,null,null,null,null,null,null,null,null,null,null,null,null,null,null,null,null,null,null,null,null,null,null,null,null,null,null,null,null,null,null,null,null,null,null,null,null,null,null,null,null,null,null,null,null,null,null,null,null,null,null,null,null,null,null,null,null,null,null,null,null,null,null,null,null,null,null,null,null,null,null,276,1,6601,{"$f":"OFFSET(EMP!$D$1,IF($CA$1,BX6603,366-BX6603),BY6603)","v":1059},{"$f":"IF(BZ6603=SUMIF(EMP!$AQ$51:$AQ$90,CB6602,EMP!$BK$51:$BK$90),CB6602+1,CB6602)","v":9},998,{"$f":"SUMIF(EMP!$AQ$51:$AQ$90,CB6603,EMP!$BJ$51:$BJ$90)","v":1002.362232423179}]
[null,null,null,null,null,null,null,null,null,null,null,null,null,null,null,null,null,null,null,null,null,null,null,null,null,null,null,null,null,null,null,null,null,null,null,null,null,null,null,null,null,null,null,null,null,null,null,null,null,null,null,null,null,null,null,null,null,null,null,null,null,null,null,null,null,null,null,null,null,null,null,null,null,null,null,276,2,6602,{"$f":"OFFSET(EMP!$D$1,IF($CA$1,BX6604,366-BX6604),BY6604)","v":1019},{"$f":"IF(BZ6604=SUMIF(EMP!$AQ$51:$AQ$90,CB6603,EMP!$BK$51:$BK$90),CB6603+1,CB6603)","v":9},998,{"$f":"SUMIF(EMP!$AQ$51:$AQ$90,CB6604,EMP!$BJ$51:$BJ$90)","v":1002.362232423179}]
[null,null,null,null,null,null,null,null,null,null,null,null,null,null,null,null,null,null,null,null,null,null,null,null,null,null,null,null,null,null,null,null,null,null,null,null,null,null,null,null,null,null,null,null,null,null,null,null,null,null,null,null,null,null,null,null,null,null,null,null,null,null,null,null,null,null,null,null,null,null,null,null,null,null,null,277,5,6629,{"$f":"OFFSET(EMP!$D$1,IF($CA$1,BX6631,366-BX6631),BY6631)","v":945},{"$f":"IF(BZ6631=SUMIF(EMP!$AQ$51:$AQ$90,CB6630,EMP!$BK$51:$BK$90),CB6630+1,CB6630)","v":9},997,{"$f":"SUMIF(EMP!$AQ$51:$AQ$90,CB6631,EMP!$BJ$51:$BJ$90)","v":1002.362232423179}]
[null,null,null,null,null,null,null,null,null,null,null,null,null,null,null,null,null,null,null,null,null,null,null,null,null,null,null,null,null,null,null,null,null,null,null,null,null,null,null,null,null,null,null,null,null,null,null,null,null,null,null,null,null,null,null,null,null,null,null,null,null,null,null,null,null,null,null,null,null,null,null,null,null,null,null,277,13,6637,{"$f":"OFFSET(EMP!$D$1,IF($CA$1,BX6639,366-BX6639),BY6639)","v":934},{"$f":"IF(BZ6639=SUMIF(EMP!$AQ$51:$AQ$90,CB6638,EMP!$BK$51:$BK$90),CB6638+1,CB6638)","v":9},997,{"$f":"SUMIF(EMP!$AQ$51:$AQ$90,CB6639,EMP!$BJ$51:$BJ$90)","v":1002.362232423179}]
[null,null,null,null,null,null,null,null,null,null,null,null,null,null,null,null,null,null,null,null,null,null,null,null,null,null,null,null,null,null,null,null,null,null,null,null,null,null,null,null,null,null,null,null,null,null,null,null,null,null,null,null,null,null,null,null,null,null,null,null,null,null,null,null,null,null,null,null,null,null,null,null,null,null,null,278,6,6654,{"$f":"OFFSET(EMP!$D$1,IF($CA$1,BX6656,366-BX6656),BY6656)","v":1074},{"$f":"IF(BZ6656=SUMIF(EMP!$AQ$51:$AQ$90,CB6655,EMP!$BK$51:$BK$90),CB6655+1,CB6655)","v":9},997,{"$f":"SUMIF(EMP!$AQ$51:$AQ$90,CB6656,EMP!$BJ$51:$BJ$90)","v":1002.362232423179}]
[null,null,null,null,null,null,null,null,null,null,null,null,null,null,null,null,null,null,null,null,null,null,null,null,null,null,null,null,null,null,null,null,null,null,null,null,null,null,null,null,null,null,null,null,null,null,null,null,null,null,null,null,null,null,null,null,null,null,null,null,null,null,null,null,null,null,null,null,null,null,null,null,null,null,null,278,23,6671,{"$f":"OFFSET(EMP!$D$1,IF($CA$1,BX6673,366-BX6673),BY6673)","v":1118},{"$f":"IF(BZ6673=SUMIF(EMP!$AQ$51:$AQ$90,CB6672,EMP!$BK$51:$BK$90),CB6672+1,CB6672)","v":9},996,{"$f":"SUMIF(EMP!$AQ$51:$AQ$90,CB6673,EMP!$BJ$51:$BJ$90)","v":1002.362232423179}]
[null,null,null,null,null,null,null,null,null,null,null,null,null,null,null,null,null,null,null,null,null,null,null,null,null,null,null,null,null,null,null,null,null,null,null,null,null,null,null,null,null,null,null,null,null,null,null,null,null,null,null,null,null,null,null,null,null,null,null,null,null,null,null,null,null,null,null,null,null,null,null,null,null,null,null,279,24,6696,{"$f":"OFFSET(EMP!$D$1,IF($CA$1,BX6698,366-BX6698),BY6698)","v":1063},{"$f":"IF(BZ6698=SUMIF(EMP!$AQ$51:$AQ$90,CB6697,EMP!$BK$51:$BK$90),CB6697+1,CB6697)","v":9},995,{"$f":"SUMIF(EMP!$AQ$51:$AQ$90,CB6698,EMP!$BJ$51:$BJ$90)","v":1002.362232423179}]
[null,null,null,null,null,null,null,null,null,null,null,null,null,null,null,null,null,null,null,null,null,null,null,null,null,null,null,null,null,null,null,null,null,null,null,null,null,null,null,null,null,null,null,null,null,null,null,null,null,null,null,null,null,null,null,null,null,null,null,null,null,null,null,null,null,null,null,null,null,null,null,null,null,null,null,280,10,6706,{"$f":"OFFSET(EMP!$D$1,IF($CA$1,BX6708,366-BX6708),BY6708)","v":1097},{"$f":"IF(BZ6708=SUMIF(EMP!$AQ$51:$AQ$90,CB6707,EMP!$BK$51:$BK$90),CB6707+1,CB6707)","v":9},994,{"$f":"SUMIF(EMP!$AQ$51:$AQ$90,CB6708,EMP!$BJ$51:$BJ$90)","v":1002.362232423179}]
[null,null,null,null,null,null,null,null,null,null,null,null,null,null,null,null,null,null,null,null,null,null,null,null,null,null,null,null,null,null,null,null,null,null,null,null,null,null,null,null,null,null,null,null,null,null,null,null,null,null,null,null,null,null,null,null,null,null,null,null,null,null,null,null,null,null,null,null,null,null,null,null,null,null,null,281,3,6723,{"$f":"OFFSET(EMP!$D$1,IF($CA$1,BX6725,366-BX6725),BY6725)","v":1009},{"$f":"IF(BZ6725=SUMIF(EMP!$AQ$51:$AQ$90,CB6724,EMP!$BK$51:$BK$90),CB6724+1,CB6724)","v":9},994,{"$f":"SUMIF(EMP!$AQ$51:$AQ$90,CB6725,EMP!$BJ$51:$BJ$90)","v":1002.362232423179}]
[null,null,null,null,null,null,null,null,null,null,null,null,null,null,null,null,null,null,null,null,null,null,null,null,null,null,null,null,null,null,null,null,null,null,null,null,null,null,null,null,null,null,null,null,null,null,null,null,null,null,null,null,null,null,null,null,null,null,null,null,null,null,null,null,null,null,null,null,null,null,null,null,null,null,null,281,20,6740,{"$f":"OFFSET(EMP!$D$1,IF($CA$1,BX6742,366-BX6742),BY6742)","v":1325},{"$f":"IF(BZ6742=SUMIF(EMP!$AQ$51:$AQ$90,CB6741,EMP!$BK$51:$BK$90),CB6741+1,CB6741)","v":9},993,{"$f":"SUMIF(EMP!$AQ$51:$AQ$90,CB6742,EMP!$BJ$51:$BJ$90)","v":1002.362232423179}]
[null,null,null,null,null,null,null,null,null,null,null,null,null,null,null,null,null,null,null,null,null,null,null,null,null,null,null,null,null,null,null,null,null,null,null,null,null,null,null,null,null,null,null,null,null,null,null,null,null,null,null,null,null,null,null,null,null,null,null,null,null,null,null,null,null,null,null,null,null,null,null,null,null,null,null,282,18,6762,{"$f":"OFFSET(EMP!$D$1,IF($CA$1,BX6764,366-BX6764),BY6764)","v":1225},{"$f":"IF(BZ6764=SUMIF(EMP!$AQ$51:$AQ$90,CB6763,EMP!$BK$51:$BK$90),CB6763+1,CB6763)","v":9},992,{"$f":"SUMIF(EMP!$AQ$51:$AQ$90,CB6764,EMP!$BJ$51:$BJ$90)","v":1002.362232423179}]
[null,null,null,null,null,null,null,null,null,null,null,null,null,null,null,null,null,null,null,null,null,null,null,null,null,null,null,null,null,null,null,null,null,null,null,null,null,null,null,null,null,null,null,null,null,null,null,null,null,null,null,null,null,null,null,null,null,null,null,null,null,null,null,null,null,null,null,null,null,null,null,null,null,null,null,283,7,6775,{"$f":"OFFSET(EMP!$D$1,IF($CA$1,BX6777,366-BX6777),BY6777)","v":948},{"$f":"IF(BZ6777=SUMIF(EMP!$AQ$51:$AQ$90,CB6776,EMP!$BK$51:$BK$90),CB6776+1,CB6776)","v":9},992,{"$f":"SUMIF(EMP!$AQ$51:$AQ$90,CB6777,EMP!$BJ$51:$BJ$90)","v":1002.362232423179}]
[null,null,null,null,null,null,null,null,null,null,null,null,null,null,null,null,null,null,null,null,null,null,null,null,null,null,null,null,null,null,null,null,null,null,null,null,null,null,null,null,null,null,null,null,null,null,null,null,null,null,null,null,null,null,null,null,null,null,null,null,null,null,null,null,null,null,null,null,null,null,null,null,null,null,null,283,24,6792,{"$f":"OFFSET(EMP!$D$1,IF($CA$1,BX6794,366-BX6794),BY6794)","v":1109},{"$f":"IF(BZ6794=SUMIF(EMP!$AQ$51:$AQ$90,CB6793,EMP!$BK$51:$BK$90),CB6793+1,CB6793)","v":9},991,{"$f":"SUMIF(EMP!$AQ$51:$AQ$90,CB6794,EMP!$BJ$51:$BJ$90)","v":1002.362232423179}]
[null,null,null,null,null,null,null,null,null,null,null,null,null,null,null,null,null,null,null,null,null,null,null,null,null,null,null,null,null,null,null,null,null,null,null,null,null,null,null,null,null,null,null,null,null,null,null,null,null,null,null,null,null,null,null,null,null,null,null,null,null,null,null,null,null,null,null,null,null,null,null,null,null,null,null,284,20,6812,{"$f":"OFFSET(EMP!$D$1,IF($CA$1,BX6814,366-BX6814),BY6814)","v":1290.7},{"$f":"IF(BZ6814=SUMIF(EMP!$AQ$51:$AQ$90,CB6813,EMP!$BK$51:$BK$90),CB6813+1,CB6813)","v":9},990,{"$f":"SUMIF(EMP!$AQ$51:$AQ$90,CB6814,EMP!$BJ$51:$BJ$90)","v":1002.362232423179}]
[null,null,null,null,null,null,null,null,null,null,null,null,null,null,null,null,null,null,null,null,null,null,null,null,null,null,null,null,null,null,null,null,null,null,null,null,null,null,null,null,null,null,null,null,null,null,null,null,null,null,null,null,null,null,null,null,null,null,null,null,null,null,null,null,null,null,null,null,null,null,null,null,null,null,null,285,11,6827,{"$f":"OFFSET(EMP!$D$1,IF($CA$1,BX6829,366-BX6829),BY6829)","v":1153},{"$f":"IF(BZ6829=SUMIF(EMP!$AQ$51:$AQ$90,CB6828,EMP!$BK$51:$BK$90),CB6828+1,CB6828)","v":9},990,{"$f":"SUMIF(EMP!$AQ$51:$AQ$90,CB6829,EMP!$BJ$51:$BJ$90)","v":1002.362232423179}]
[null,null,null,null,null,null,null,null,null,null,null,null,null,null,null,null,null,null,null,null,null,null,null,null,null,null,null,null,null,null,null,null,null,null,null,null,null,null,null,null,null,null,null,null,null,null,null,null,null,null,null,null,null,null,null,null,null,null,null,null,null,null,null,null,null,null,null,null,null,null,null,null,null,null,null,286,4,6844,{"$f":"OFFSET(EMP!$D$1,IF($CA$1,BX6846,366-BX6846),BY6846)","v":1042},{"$f":"IF(BZ6846=SUMIF(EMP!$AQ$51:$AQ$90,CB6845,EMP!$BK$51:$BK$90),CB6845+1,CB6845)","v":9},989,{"$f":"SUMIF(EMP!$AQ$51:$AQ$90,CB6846,EMP!$BJ$51:$BJ$90)","v":1002.362232423179}]
[null,null,null,null,null,null,null,null,null,null,null,null,null,null,null,null,null,null,null,null,null,null,null,null,null,null,null,null,null,null,null,null,null,null,null,null,null,null,null,null,null,null,null,null,null,null,null,null,null,null,null,null,null,null,null,null,null,null,null,null,null,null,null,null,null,null,null,null,null,null,null,null,null,null,null,286,21,6861,{"$f":"OFFSET(EMP!$D$1,IF($CA$1,BX6863,366-BX6863),BY6863)","v":1315.6},{"$f":"IF(BZ6863=SUMIF(EMP!$AQ$51:$AQ$90,CB6862,EMP!$BK$51:$BK$90),CB6862+1,CB6862)","v":9},988,{"$f":"SUMIF(EMP!$AQ$51:$AQ$90,CB6863,EMP!$BJ$51:$BJ$90)","v":1002.362232423179}]
[null,null,null,null,null,null,null,null,null,null,null,null,null,null,null,null,null,null,null,null,null,null,null,null,null,null,null,null,null,null,null,null,null,null,null,null,null,null,null,null,null,null,null,null,null,null,null,null,null,null,null,null,null,null,null,null,null,null,null,null,null,null,null,null,null,null,null,null,null,null,null,null,null,null,null,286,22,6862,{"$f":"OFFSET(EMP!$D$1,IF($CA$1,BX6864,366-BX6864),BY6864)","v":1249.7},{"$f":"IF(BZ6864=SUMIF(EMP!$AQ$51:$AQ$90,CB6863,EMP!$BK$51:$BK$90),CB6863+1,CB6863)","v":9},988,{"$f":"SUMIF(EMP!$AQ$51:$AQ$90,CB6864,EMP!$BJ$51:$BJ$90)","v":1002.362232423179}]
[null,null,null,null,null,null,null,null,null,null,null,null,null,null,null,null,null,null,null,null,null,null,null,null,null,null,null,null,null,null,null,null,null,null,null,null,null,null,null,null,null,null,null,null,null,null,null,null,null,null,null,null,null,null,null,null,null,null,null,null,null,null,null,null,null,null,null,null,null,null,null,null,null,null,null,287,16,6880,{"$f":"OFFSET(EMP!$D$1,IF($CA$1,BX6882,366-BX6882),BY6882)","v":1145},{"$f":"IF(BZ6882=SUMIF(EMP!$AQ$51:$AQ$90,CB6881,EMP!$BK$51:$BK$90),CB6881+1,CB6881)","v":9},988,{"$f":"SUMIF(EMP!$AQ$51:$AQ$90,CB6882,EMP!$BJ$51:$BJ$90)","v":1002.362232423179}]
[null,null,null,null,null,null,null,null,null,null,null,null,null,null,null,null,null,null,null,null,null,null,null,null,null,null,null,null,null,null,null,null,null,null,null,null,null,null,null,null,null,null,null,null,null,null,null,null,null,null,null,null,null,null,null,null,null,null,null,null,null,null,null,null,null,null,null,null,null,null,null,null,null,null,null,288,9,6897,{"$f":"OFFSET(EMP!$D$1,IF($CA$1,BX6899,366-BX6899),BY6899)","v":1105},{"$f":"IF(BZ6899=SUMIF(EMP!$AQ$51:$AQ$90,CB6898,EMP!$BK$51:$BK$90),CB6898+1,CB6898)","v":9},987,{"$f":"SUMIF(EMP!$AQ$51:$AQ$90,CB6899,EMP!$BJ$51:$BJ$90)","v":1002.362232423179}]
[null,null,null,null,null,null,null,null,null,null,null,null,null,null,null,null,null,null,null,null,null,null,null,null,null,null,null,null,null,null,null,null,null,null,null,null,null,null,null,null,null,null,null,null,null,null,null,null,null,null,null,null,null,null,null,null,null,null,null,null,null,null,null,null,null,null,null,null,null,null,null,null,null,null,null,288,24,6912,{"$f":"OFFSET(EMP!$D$1,IF($CA$1,BX6914,366-BX6914),BY6914)","v":1095},{"$f":"IF(BZ6914=SUMIF(EMP!$AQ$51:$AQ$90,CB6913,EMP!$BK$51:$BK$90),CB6913+1,CB6913)","v":9},986,{"$f":"SUMIF(EMP!$AQ$51:$AQ$90,CB6914,EMP!$BJ$51:$BJ$90)","v":1002.362232423179}]
[null,null,null,null,null,null,null,null,null,null,null,null,null,null,null,null,null,null,null,null,null,null,null,null,null,null,null,null,null,null,null,null,null,null,null,null,null,null,null,null,null,null,null,null,null,null,null,null,null,null,null,null,null,null,null,null,null,null,null,null,null,null,null,null,null,null,null,null,null,null,null,null,null,null,null,289,20,6932,{"$f":"OFFSET(EMP!$D$1,IF($CA$1,BX6934,366-BX6934),BY6934)","v":1362.9},{"$f":"IF(BZ6934=SUMIF(EMP!$AQ$51:$AQ$90,CB6933,EMP!$BK$51:$BK$90),CB6933+1,CB6933)","v":9},986,{"$f":"SUMIF(EMP!$AQ$51:$AQ$90,CB6934,EMP!$BJ$51:$BJ$90)","v":1002.362232423179}]
[null,null,null,null,null,null,null,null,null,null,null,null,null,null,null,null,null,null,null,null,null,null,null,null,null,null,null,null,null,null,null,null,null,null,null,null,null,null,null,null,null,null,null,null,null,null,null,null,null,null,null,null,null,null,null,null,null,null,null,null,null,null,null,null,null,null,null,null,null,null,null,null,null,null,null,290,13,6949,{"$f":"OFFSET(EMP!$D$1,IF($CA$1,BX6951,366-BX6951),BY6951)","v":971},{"$f":"IF(BZ6951=SUMIF(EMP!$AQ$51:$AQ$90,CB6950,EMP!$BK$51:$BK$90),CB6950+1,CB6950)","v":9},985,{"$f":"SUMIF(EMP!$AQ$51:$AQ$90,CB6951,EMP!$BJ$51:$BJ$90)","v":1002.362232423179}]
[null,null,null,null,null,null,null,null,null,null,null,null,null,null,null,null,null,null,null,null,null,null,null,null,null,null,null,null,null,null,null,null,null,null,null,null,null,null,null,null,null,null,null,null,null,null,null,null,null,null,null,null,null,null,null,null,null,null,null,null,null,null,null,null,null,null,null,null,null,null,null,null,null,null,null,291,6,6966,{"$f":"OFFSET(EMP!$D$1,IF($CA$1,BX6968,366-BX6968),BY6968)","v":986},{"$f":"IF(BZ6968=SUMIF(EMP!$AQ$51:$AQ$90,CB6967,EMP!$BK$51:$BK$90),CB6967+1,CB6967)","v":9},984,{"$f":"SUMIF(EMP!$AQ$51:$AQ$90,CB6968,EMP!$BJ$51:$BJ$90)","v":1002.362232423179}]
[null,null,null,null,null,null,null,null,null,null,null,null,null,null,null,null,null,null,null,null,null,null,null,null,null,null,null,null,null,null,null,null,null,null,null,null,null,null,null,null,null,null,null,null,null,null,null,null,null,null,null,null,null,null,null,null,null,null,null,null,null,null,null,null,null,null,null,null,null,null,null,null,null,null,null,291,19,6979,{"$f":"OFFSET(EMP!$D$1,IF($CA$1,BX6981,366-BX6981),BY6981)","v":748},{"$f":"IF(BZ6981=SUMIF(EMP!$AQ$51:$AQ$90,CB6980,EMP!$BK$51:$BK$90),CB6980+1,CB6980)","v":9},984,{"$f":"SUMIF(EMP!$AQ$51:$AQ$90,CB6981,EMP!$BJ$51:$BJ$90)","v":1002.362232423179}]
[null,null,null,null,null,null,null,null,null,null,null,null,null,null,null,null,null,null,null,null,null,null,null,null,null,null,null,null,null,null,null,null,null,null,null,null,null,null,null,null,null,null,null,null,null,null,null,null,null,null,null,null,null,null,null,null,null,null,null,null,null,null,null,null,null,null,null,null,null,null,null,null,null,null,null,292,{"$f":"BY6979","v":17},7001,{"$f":"OFFSET(EMP!$D$1,IF($CA$1,BX7003,366-BX7003),BY7003)","v":1157},{"$f":"IF(BZ7003=SUMIF(EMP!$AQ$51:$AQ$90,CB7002,EMP!$BK$51:$BK$90),CB7002+1,CB7002)","v":9},983,{"$f":"SUMIF(EMP!$AQ$51:$AQ$90,CB7003,EMP!$BJ$51:$BJ$90)","v":1002.362232423179}]
[null,null,null,null,null,null,null,null,null,null,null,null,null,null,null,null,null,null,null,null,null,null,null,null,null,null,null,null,null,null,null,null,null,null,null,null,null,null,null,null,null,null,null,null,null,null,null,null,null,null,null,null,null,null,null,null,null,null,null,null,null,null,null,null,null,null,null,null,null,null,null,null,null,null,null,293,10,7018,{"$f":"OFFSET(EMP!$D$1,IF($CA$1,BX7020,366-BX7020),BY7020)","v":1139},{"$f":"IF(BZ7020=SUMIF(EMP!$AQ$51:$AQ$90,CB7019,EMP!$BK$51:$BK$90),CB7019+1,CB7019)","v":9},982,{"$f":"SUMIF(EMP!$AQ$51:$AQ$90,CB7020,EMP!$BJ$51:$BJ$90)","v":1002.362232423179}]
[null,null,null,null,null,null,null,null,null,null,null,null,null,null,null,null,null,null,null,null,null,null,null,null,null,null,null,null,null,null,null,null,null,null,null,null,null,null,null,null,null,null,null,null,null,null,null,null,null,null,null,null,null,null,null,null,null,null,null,null,null,null,null,null,null,null,null,null,null,null,null,null,null,null,null,294,3,7035,{"$f":"OFFSET(EMP!$D$1,IF($CA$1,BX7037,366-BX7037),BY7037)","v":1076},{"$f":"IF(BZ7037=SUMIF(EMP!$AQ$51:$AQ$90,CB7036,EMP!$BK$51:$BK$90),CB7036+1,CB7036)","v":9},981,{"$f":"SUMIF(EMP!$AQ$51:$AQ$90,CB7037,EMP!$BJ$51:$BJ$90)","v":1002.362232423179}]
[null,null,null,null,null,null,null,null,null,null,null,null,null,null,null,null,null,null,null,null,null,null,null,null,null,null,null,null,null,null,null,null,null,null,null,null,null,null,null,null,null,null,null,null,null,null,null,null,null,null,null,null,null,null,null,null,null,null,null,null,null,null,null,null,null,null,null,null,null,null,null,null,null,null,null,294,13,7045,{"$f":"OFFSET(EMP!$D$1,IF($CA$1,BX7047,366-BX7047),BY7047)","v":1138},{"$f":"IF(BZ7047=SUMIF(EMP!$AQ$51:$AQ$90,CB7046,EMP!$BK$51:$BK$90),CB7046+1,CB7046)","v":9},981,{"$f":"SUMIF(EMP!$AQ$51:$AQ$90,CB7047,EMP!$BJ$51:$BJ$90)","v":1002.362232423179}]
[null,null,null,null,null,null,null,null,null,null,null,null,null,null,null,null,null,null,null,null,null,null,null,null,null,null,null,null,null,null,null,null,null,null,null,null,null,null,null,null,null,null,null,null,null,null,null,null,null,null,null,null,null,null,null,null,null,null,null,null,null,null,null,null,null,null,null,null,null,null,null,null,null,null,null,295,14,7070,{"$f":"OFFSET(EMP!$D$1,IF($CA$1,BX7072,366-BX7072),BY7072)","v":1165},{"$f":"IF(BZ7072=SUMIF(EMP!$AQ$51:$AQ$90,CB7071,EMP!$BK$51:$BK$90),CB7071+1,CB7071)","v":9},980,{"$f":"SUMIF(EMP!$AQ$51:$AQ$90,CB7072,EMP!$BJ$51:$BJ$90)","v":1002.362232423179}]
[null,null,null,null,null,null,null,null,null,null,null,null,null,null,null,null,null,null,null,null,null,null,null,null,null,null,null,null,null,null,null,null,null,null,null,null,null,null,null,null,null,null,null,null,null,null,null,null,null,null,null,null,null,null,null,null,null,null,null,null,null,null,null,null,null,null,null,null,null,null,null,null,null,null,null,296,7,7087,{"$f":"OFFSET(EMP!$D$1,IF($CA$1,BX7089,366-BX7089),BY7089)","v":1027},{"$f":"IF(BZ7089=SUMIF(EMP!$AQ$51:$AQ$90,CB7088,EMP!$BK$51:$BK$90),CB7088+1,CB7088)","v":9},979,{"$f":"SUMIF(EMP!$AQ$51:$AQ$90,CB7089,EMP!$BJ$51:$BJ$90)","v":1002.362232423179}]
[null,null,null,null,null,null,null,null,null,null,null,null,null,null,null,null,null,null,null,null,null,null,null,null,null,null,null,null,null,null,null,null,null,null,null,null,null,null,null,null,null,null,null,null,null,null,null,null,null,null,null,null,null,null,null,null,null,null,null,null,null,null,null,null,null,null,null,null,null,null,null,null,null,null,null,296,15,7095,{"$f":"OFFSET(EMP!$D$1,IF($CA$1,BX7097,366-BX7097),BY7097)","v":1164},{"$f":"IF(BZ7097=SUMIF(EMP!$AQ$51:$AQ$90,CB7096,EMP!$BK$51:$BK$90),CB7096+1,CB7096)","v":9},979,{"$f":"SUMIF(EMP!$AQ$51:$AQ$90,CB7097,EMP!$BJ$51:$BJ$90)","v":1002.362232423179}]
[null,null,null,null,null,null,null,null,null,null,null,null,null,null,null,null,null,null,null,null,null,null,null,null,null,null,null,null,null,null,null,null,null,null,null,null,null,null,null,null,null,null,null,null,null,null,null,null,null,null,null,null,null,null,null,null,null,null,null,null,null,null,null,null,null,null,null,null,null,null,null,null,null,null,null,297,18,7122,{"$f":"OFFSET(EMP!$D$1,IF($CA$1,BX7124,366-BX7124),BY7124)","v":1191},{"$f":"IF(BZ7124=SUMIF(EMP!$AQ$51:$AQ$90,CB7123,EMP!$BK$51:$BK$90),CB7123+1,CB7123)","v":9},977,{"$f":"SUMIF(EMP!$AQ$51:$AQ$90,CB7124,EMP!$BJ$51:$BJ$90)","v":1002.362232423179}]
[null,null,null,null,null,null,null,null,null,null,null,null,null,null,null,null,null,null,null,null,null,null,null,null,null,null,null,null,null,null,null,null,null,null,null,null,null,null,null,null,null,null,null,null,null,null,null,null,null,null,null,null,null,null,null,null,null,null,null,null,null,null,null,null,null,null,null,null,null,null,null,null,null,null,null,297,19,7123,{"$f":"OFFSET(EMP!$D$1,IF($CA$1,BX7125,366-BX7125),BY7125)","v":1324},{"$f":"IF(BZ7125=SUMIF(EMP!$AQ$51:$AQ$90,CB7124,EMP!$BK$51:$BK$90),CB7124+1,CB7124)","v":9},977,{"$f":"SUMIF(EMP!$AQ$51:$AQ$90,CB7125,EMP!$BJ$51:$BJ$90)","v":1002.362232423179}]
[null,null,null,null,null,null,null,null,null,null,null,null,null,null,null,null,null,null,null,null,null,null,null,null,null,null,null,null,null,null,null,null,null,null,null,null,null,null,null,null,null,null,null,null,null,null,null,null,null,null,null,null,null,null,null,null,null,null,null,null,null,null,null,null,null,null,null,null,null,null,null,null,null,null,null,298,12,7140,{"$f":"OFFSET(EMP!$D$1,IF($CA$1,BX7142,366-BX7142),BY7142)","v":924},{"$f":"IF(BZ7142=SUMIF(EMP!$AQ$51:$AQ$90,CB7141,EMP!$BK$51:$BK$90),CB7141+1,CB7141)","v":9},977,{"$f":"SUMIF(EMP!$AQ$51:$AQ$90,CB7142,EMP!$BJ$51:$BJ$90)","v":1002.362232423179}]
[null,null,null,null,null,null,null,null,null,null,null,null,null,null,null,null,null,null,null,null,null,null,null,null,null,null,null,null,null,null,null,null,null,null,null,null,null,null,null,null,null,null,null,null,null,null,null,null,null,null,null,null,null,null,null,null,null,null,null,null,null,null,null,null,null,null,null,null,null,null,null,null,null,null,null,299,10,7162,{"$f":"OFFSET(EMP!$D$1,IF($CA$1,BX7164,366-BX7164),BY7164)","v":1167.4000000000001},{"$f":"IF(BZ7164=SUMIF(EMP!$AQ$51:$AQ$90,CB7163,EMP!$BK$51:$BK$90),CB7163+1,CB7163)","v":9},976,{"$f":"SUMIF(EMP!$AQ$51:$AQ$90,CB7164,EMP!$BJ$51:$BJ$90)","v":1002.362232423179}]
[null,null,null,null,null,null,null,null,null,null,null,null,null,null,null,null,null,null,null,null,null,null,null,null,null,null,null,null,null,null,null,null,null,null,null,null,null,null,null,null,null,null,null,null,null,null,null,null,null,null,null,null,null,null,null,null,null,null,null,null,null,null,null,null,null,null,null,null,null,null,null,null,null,null,null,299,23,7175,{"$f":"OFFSET(EMP!$D$1,IF($CA$1,BX7177,366-BX7177),BY7177)","v":1134},{"$f":"IF(BZ7177=SUMIF(EMP!$AQ$51:$AQ$90,CB7176,EMP!$BK$51:$BK$90),CB7176+1,CB7176)","v":9},975,{"$f":"SUMIF(EMP!$AQ$51:$AQ$90,CB7177,EMP!$BJ$51:$BJ$90)","v":1002.362232423179}]
[null,null,null,null,null,null,null,null,null,null,null,null,null,null,null,null,null,null,null,null,null,null,null,null,null,null,null,null,null,null,null,null,null,null,null,null,null,null,null,null,null,null,null,null,null,null,null,null,null,null,null,null,null,null,null,null,null,null,null,null,null,null,null,null,null,null,null,null,null,null,null,null,null,null,null,300,16,7192,{"$f":"OFFSET(EMP!$D$1,IF($CA$1,BX7194,366-BX7194),BY7194)","v":1180},{"$f":"IF(BZ7194=SUMIF(EMP!$AQ$51:$AQ$90,CB7193,EMP!$BK$51:$BK$90),CB7193+1,CB7193)","v":9},974,{"$f":"SUMIF(EMP!$AQ$51:$AQ$90,CB7194,EMP!$BJ$51:$BJ$90)","v":1002.362232423179}]
[null,null,null,null,null,null,null,null,null,null,null,null,null,null,null,null,null,null,null,null,null,null,null,null,null,null,null,null,null,null,null,null,null,null,null,null,null,null,null,null,null,null,null,null,null,null,null,null,null,null,null,null,null,null,null,null,null,null,null,null,null,null,null,null,null,null,null,null,null,null,null,null,null,null,null,301,9,7209,{"$f":"OFFSET(EMP!$D$1,IF($CA$1,BX7211,366-BX7211),BY7211)","v":1113},{"$f":"IF(BZ7211=SUMIF(EMP!$AQ$51:$AQ$90,CB7210,EMP!$BK$51:$BK$90),CB7210+1,CB7210)","v":9},974,{"$f":"SUMIF(EMP!$AQ$51:$AQ$90,CB7211,EMP!$BJ$51:$BJ$90)","v":1002.362232423179}]
[null,null,null,null,null,null,null,null,null,null,null,null,null,null,null,null,null,null,null,null,null,null,null,null,null,null,null,null,null,null,null,null,null,null,null,null,null,null,null,null,null,null,null,null,null,null,null,null,null,null,null,null,null,null,null,null,null,null,null,null,null,null,null,null,null,null,null,null,null,null,null,null,null,null,null,302,4,7228,{"$f":"OFFSET(EMP!$D$1,IF($CA$1,BX7230,366-BX7230),BY7230)","v":1059},{"$f":"IF(BZ7230=SUMIF(EMP!$AQ$51:$AQ$90,CB7229,EMP!$BK$51:$BK$90),CB7229+1,CB7229)","v":9},973,{"$f":"SUMIF(EMP!$AQ$51:$AQ$90,CB7230,EMP!$BJ$51:$BJ$90)","v":1002.362232423179}]
[null,null,null,null,null,null,null,null,null,null,null,null,null,null,null,null,null,null,null,null,null,null,null,null,null,null,null,null,null,null,null,null,null,null,null,null,null,null,null,null,null,null,null,null,null,null,null,null,null,null,null,null,null,null,null,null,null,null,null,null,null,null,null,null,null,null,null,null,null,null,null,null,null,null,null,302,20,7244,{"$f":"OFFSET(EMP!$D$1,IF($CA$1,BX7246,366-BX7246),BY7246)","v":1322},{"$f":"IF(BZ7246=SUMIF(EMP!$AQ$51:$AQ$90,CB7245,EMP!$BK$51:$BK$90),CB7245+1,CB7245)","v":9},972,{"$f":"SUMIF(EMP!$AQ$51:$AQ$90,CB7246,EMP!$BJ$51:$BJ$90)","v":1002.362232423179}]
[null,null,null,null,null,null,null,null,null,null,null,null,null,null,null,null,null,null,null,null,null,null,null,null,null,null,null,null,null,null,null,null,null,null,null,null,null,null,null,null,null,null,null,null,null,null,null,null,null,null,null,null,null,null,null,null,null,null,null,null,null,null,null,null,null,null,null,null,null,null,null,null,null,null,null,303,13,7261,{"$f":"OFFSET(EMP!$D$1,IF($CA$1,BX7263,366-BX7263),BY7263)","v":1180},{"$f":"IF(BZ7263=SUMIF(EMP!$AQ$51:$AQ$90,CB7262,EMP!$BK$51:$BK$90),CB7262+1,CB7262)","v":9},971,{"$f":"SUMIF(EMP!$AQ$51:$AQ$90,CB7263,EMP!$BJ$51:$BJ$90)","v":1002.362232423179}]
[null,null,null,null,null,null,null,null,null,null,null,null,null,null,null,null,null,null,null,null,null,null,null,null,null,null,null,null,null,null,null,null,null,null,null,null,null,null,null,null,null,null,null,null,null,null,null,null,null,null,null,null,null,null,null,null,null,null,null,null,null,null,null,null,null,null,null,null,null,null,null,null,null,null,null,304,6,7278,{"$f":"OFFSET(EMP!$D$1,IF($CA$1,BX7280,366-BX7280),BY7280)","v":1040},{"$f":"IF(BZ7280=SUMIF(EMP!$AQ$51:$AQ$90,CB7279,EMP!$BK$51:$BK$90),CB7279+1,CB7279)","v":9},970,{"$f":"SUMIF(EMP!$AQ$51:$AQ$90,CB7280,EMP!$BJ$51:$BJ$90)","v":1002.362232423179}]
[null,null,null,null,null,null,null,null,null,null,null,null,null,null,null,null,null,null,null,null,null,null,null,null,null,null,null,null,null,null,null,null,null,null,null,null,null,null,null,null,null,null,null,null,null,null,null,null,null,null,null,null,null,null,null,null,null,null,null,null,null,null,null,null,null,null,null,null,null,null,null,null,null,null,null,304,24,7296,{"$f":"OFFSET(EMP!$D$1,IF($CA$1,BX7298,366-BX7298),BY7298)","v":1137},{"$f":"IF(BZ7298=SUMIF(EMP!$AQ$51:$AQ$90,CB7297,EMP!$BK$51:$BK$90),CB7297+1,CB7297)","v":9},970,{"$f":"SUMIF(EMP!$AQ$51:$AQ$90,CB7298,EMP!$BJ$51:$BJ$90)","v":1002.362232423179}]
[null,null,null,null,null,null,null,null,null,null,null,null,null,null,null,null,null,null,null,null,null,null,null,null,null,null,null,null,null,null,null,null,null,null,null,null,null,null,null,null,null,null,null,null,null,null,null,null,null,null,null,null,null,null,null,null,null,null,null,null,null,null,null,null,null,null,null,null,null,null,null,null,null,null,null,305,17,7313,{"$f":"OFFSET(EMP!$D$1,IF($CA$1,BX7315,366-BX7315),BY7315)","v":968},{"$f":"IF(BZ7315=SUMIF(EMP!$AQ$51:$AQ$90,CB7314,EMP!$BK$51:$BK$90),CB7314+1,CB7314)","v":9},969,{"$f":"SUMIF(EMP!$AQ$51:$AQ$90,CB7315,EMP!$BJ$51:$BJ$90)","v":1002.362232423179}]
[null,null,null,null,null,null,null,null,null,null,null,null,null,null,null,null,null,null,null,null,null,null,null,null,null,null,null,null,null,null,null,null,null,null,null,null,null,null,null,null,null,null,null,null,null,null,null,null,null,null,null,null,null,null,null,null,null,null,null,null,null,null,null,null,null,null,null,null,null,null,null,null,null,null,null,306,10,7330,{"$f":"OFFSET(EMP!$D$1,IF($CA$1,BX7332,366-BX7332),BY7332)","v":1181},{"$f":"IF(BZ7332=SUMIF(EMP!$AQ$51:$AQ$90,CB7331,EMP!$BK$51:$BK$90),CB7331+1,CB7331)","v":9},969,{"$f":"SUMIF(EMP!$AQ$51:$AQ$90,CB7332,EMP!$BJ$51:$BJ$90)","v":1002.362232423179}]
[null,null,null,null,null,null,null,null,null,null,null,null,null,null,null,null,null,null,null,null,null,null,null,null,null,null,null,null,null,null,null,null,null,null,null,null,null,null,null,null,null,null,null,null,null,null,null,null,null,null,null,null,null,null,null,null,null,null,null,null,null,null,null,null,null,null,null,null,null,null,null,null,null,null,null,307,1,7345,{"$f":"OFFSET(EMP!$D$1,IF($CA$1,BX7347,366-BX7347),BY7347)","v":1086},{"$f":"IF(BZ7347=SUMIF(EMP!$AQ$51:$AQ$90,CB7346,EMP!$BK$51:$BK$90),CB7346+1,CB7346)","v":9},968,{"$f":"SUMIF(EMP!$AQ$51:$AQ$90,CB7347,EMP!$BJ$51:$BJ$90)","v":1002.362232423179}]
[null,null,null,null,null,null,null,null,null,null,null,null,null,null,null,null,null,null,null,null,null,null,null,null,null,null,null,null,null,null,null,null,null,null,null,null,null,null,null,null,null,null,null,null,null,null,null,null,null,null,null,null,null,null,null,null,null,null,null,null,null,null,null,null,null,null,null,null,null,null,null,null,null,null,null,307,21,7365,{"$f":"OFFSET(EMP!$D$1,IF($CA$1,BX7367,366-BX7367),BY7367)","v":1105},{"$f":"IF(BZ7367=SUMIF(EMP!$AQ$51:$AQ$90,CB7366,EMP!$BK$51:$BK$90),CB7366+1,CB7366)","v":9},967,{"$f":"SUMIF(EMP!$AQ$51:$AQ$90,CB7367,EMP!$BJ$51:$BJ$90)","v":1002.362232423179}]
[null,null,null,null,null,null,null,null,null,null,null,null,null,null,null,null,null,null,null,null,null,null,null,null,null,null,null,null,null,null,null,null,null,null,null,null,null,null,null,null,null,null,null,null,null,null,null,null,null,null,null,null,null,null,null,null,null,null,null,null,null,null,null,null,null,null,null,null,null,null,null,null,null,null,null,308,14,7382,{"$f":"OFFSET(EMP!$D$1,IF($CA$1,BX7384,366-BX7384),BY7384)","v":1175},{"$f":"IF(BZ7384=SUMIF(EMP!$AQ$51:$AQ$90,CB7383,EMP!$BK$51:$BK$90),CB7383+1,CB7383)","v":9},966,{"$f":"SUMIF(EMP!$AQ$51:$AQ$90,CB7384,EMP!$BJ$51:$BJ$90)","v":1002.362232423179}]
[null,null,null,null,null,null,null,null,null,null,null,null,null,null,null,null,null,null,null,null,null,null,null,null,null,null,null,null,null,null,null,null,null,null,null,null,null,null,null,null,null,null,null,null,null,null,null,null,null,null,null,null,null,null,null,null,null,null,null,null,null,null,null,null,null,null,null,null,null,null,null,null,null,null,null,309,3,7395,{"$f":"OFFSET(EMP!$D$1,IF($CA$1,BX7397,366-BX7397),BY7397)","v":1050},{"$f":"IF(BZ7397=SUMIF(EMP!$AQ$51:$AQ$90,CB7396,EMP!$BK$51:$BK$90),CB7396+1,CB7396)","v":9},965,{"$f":"SUMIF(EMP!$AQ$51:$AQ$90,CB7397,EMP!$BJ$51:$BJ$90)","v":1002.362232423179}]
[null,null,null,null,null,null,null,null,null,null,null,null,null,null,null,null,null,null,null,null,null,null,null,null,null,null,null,null,null,null,null,null,null,null,null,null,null,null,null,null,null,null,null,null,null,null,null,null,null,null,null,null,null,null,null,null,null,null,null,null,null,null,null,null,null,null,null,null,null,null,null,null,null,null,null,309,9,7401,{"$f":"OFFSET(EMP!$D$1,IF($CA$1,BX7403,366-BX7403),BY7403)","v":1148},{"$f":"IF(BZ7403=SUMIF(EMP!$AQ$51:$AQ$90,CB7402,EMP!$BK$51:$BK$90),CB7402+1,CB7402)","v":9},965,{"$f":"SUMIF(EMP!$AQ$51:$AQ$90,CB7403,EMP!$BJ$51:$BJ$90)","v":1002.362232423179}]
[null,null,null,null,null,null,null,null,null,null,null,null,null,null,null,null,null,null,null,null,null,null,null,null,null,null,null,null,null,null,null,null,null,null,null,null,null,null,null,null,null,null,null,null,null,null,null,null,null,null,null,null,null,null,null,null,null,null,null,null,null,null,null,null,null,null,null,null,null,null,null,null,null,null,null,310,2,7418,{"$f":"OFFSET(EMP!$D$1,IF($CA$1,BX7420,366-BX7420),BY7420)","v":1104},{"$f":"IF(BZ7420=SUMIF(EMP!$AQ$51:$AQ$90,CB7419,EMP!$BK$51:$BK$90),CB7419+1,CB7419)","v":9},964,{"$f":"SUMIF(EMP!$AQ$51:$AQ$90,CB7420,EMP!$BJ$51:$BJ$90)","v":1002.362232423179}]
[null,null,null,null,null,null,null,null,null,null,null,null,null,null,null,null,null,null,null,null,null,null,null,null,null,null,null,null,null,null,null,null,null,null,null,null,null,null,null,null,null,null,null,null,null,null,null,null,null,null,null,null,null,null,null,null,null,null,null,null,null,null,null,null,null,null,null,null,null,null,null,null,null,null,null,310,19,7435,{"$f":"OFFSET(EMP!$D$1,IF($CA$1,BX7437,366-BX7437),BY7437)","v":1296.5999999999999},{"$f":"IF(BZ7437=SUMIF(EMP!$AQ$51:$AQ$90,CB7436,EMP!$BK$51:$BK$90),CB7436+1,CB7436)","v":9},963,{"$f":"SUMIF(EMP!$AQ$51:$AQ$90,CB7437,EMP!$BJ$51:$BJ$90)","v":1002.362232423179}]
[null,null,null,null,null,null,null,null,null,null,null,null,null,null,null,null,null,null,null,null,null,null,null,null,null,null,null,null,null,null,null,null,null,null,null,null,null,null,null,null,null,null,null,null,null,null,null,null,null,null,null,null,null,null,null,null,null,null,null,null,null,null,null,null,null,null,null,null,null,null,null,null,null,null,null,311,22,7462,{"$f":"OFFSET(EMP!$D$1,IF($CA$1,BX7464,366-BX7464),BY7464)","v":1241.7},{"$f":"IF(BZ7464=SUMIF(EMP!$AQ$51:$AQ$90,CB7463,EMP!$BK$51:$BK$90),CB7463+1,CB7463)","v":9},961,{"$f":"SUMIF(EMP!$AQ$51:$AQ$90,CB7464,EMP!$BJ$51:$BJ$90)","v":1002.362232423179}]
[null,null,null,null,null,null,null,null,null,null,null,null,null,null,null,null,null,null,null,null,null,null,null,null,null,null,null,null,null,null,null,null,null,null,null,null,null,null,null,null,null,null,null,null,null,null,null,null,null,null,null,null,null,null,null,null,null,null,null,null,null,null,null,null,null,null,null,null,null,null,null,null,null,null,null,312,6,7470,{"$f":"OFFSET(EMP!$D$1,IF($CA$1,BX7472,366-BX7472),BY7472)","v":1008},{"$f":"IF(BZ7472=SUMIF(EMP!$AQ$51:$AQ$90,CB7471,EMP!$BK$51:$BK$90),CB7471+1,CB7471)","v":9},961,{"$f":"SUMIF(EMP!$AQ$51:$AQ$90,CB7472,EMP!$BJ$51:$BJ$90)","v":1002.362232423179}]
[null,null,null,null,null,null,null,null,null,null,null,null,null,null,null,null,null,null,null,null,null,null,null,null,null,null,null,null,null,null,null,null,null,null,null,null,null,null,null,null,null,null,null,null,null,null,null,null,null,null,null,null,null,null,null,null,null,null,null,null,null,null,null,null,null,null,null,null,null,null,null,null,null,null,null,312,23,7487,{"$f":"OFFSET(EMP!$D$1,IF($CA$1,BX7489,366-BX7489),BY7489)","v":1109},{"$f":"IF(BZ7489=SUMIF(EMP!$AQ$51:$AQ$90,CB7488,EMP!$BK$51:$BK$90),CB7488+1,CB7488)","v":9},960,{"$f":"SUMIF(EMP!$AQ$51:$AQ$90,CB7489,EMP!$BJ$51:$BJ$90)","v":1002.362232423179}]
[null,null,null,null,null,null,null,null,null,null,null,null,null,null,null,null,null,null,null,null,null,null,null,null,null,null,null,null,null,null,null,null,null,null,null,null,null,null,null,null,null,null,null,null,null,null,null,null,null,null,null,null,null,null,null,null,null,null,null,null,null,null,null,null,null,null,null,null,null,null,null,null,null,null,null,313,16,7504,{"$f":"OFFSET(EMP!$D$1,IF($CA$1,BX7506,366-BX7506),BY7506)","v":1246},{"$f":"IF(BZ7506=SUMIF(EMP!$AQ$51:$AQ$90,CB7505,EMP!$BK$51:$BK$90),CB7505+1,CB7505)","v":9},959,{"$f":"SUMIF(EMP!$AQ$51:$AQ$90,CB7506,EMP!$BJ$51:$BJ$90)","v":1002.362232423179}]
[null,null,null,null,null,null,null,null,null,null,null,null,null,null,null,null,null,null,null,null,null,null,null,null,null,null,null,null,null,null,null,null,null,null,null,null,null,null,null,null,null,null,null,null,null,null,null,null,null,null,null,null,null,null,null,null,null,null,null,null,null,null,null,null,null,null,null,null,null,null,null,null,null,null,null,314,16,7528,{"$f":"OFFSET(EMP!$D$1,IF($CA$1,BX7530,366-BX7530),BY7530)","v":1197},{"$f":"IF(BZ7530=SUMIF(EMP!$AQ$51:$AQ$90,CB7529,EMP!$BK$51:$BK$90),CB7529+1,CB7529)","v":9},958,{"$f":"SUMIF(EMP!$AQ$51:$AQ$90,CB7530,EMP!$BJ$51:$BJ$90)","v":1002.362232423179}]
[null,null,null,null,null,null,null,null,null,null,null,null,null,null,null,null,null,null,null,null,null,null,null,null,null,null,null,null,null,null,null,null,null,null,null,null,null,null,null,null,null,null,null,null,null,null,null,null,null,null,null,null,null,null,null,null,null,null,null,null,null,null,null,null,null,null,null,null,null,null,null,null,null,null,null,315,3,7539,{"$f":"OFFSET(EMP!$D$1,IF($CA$1,BX7541,366-BX7541),BY7541)","v":1096},{"$f":"IF(BZ7541=SUMIF(EMP!$AQ$51:$AQ$90,CB7540,EMP!$BK$51:$BK$90),CB7540+1,CB7540)","v":9},957,{"$f":"SUMIF(EMP!$AQ$51:$AQ$90,CB7541,EMP!$BJ$51:$BJ$90)","v":1002.362232423179}]
[null,null,null,null,null,null,null,null,null,null,null,null,null,null,null,null,null,null,null,null,null,null,null,null,null,null,null,null,null,null,null,null,null,null,null,null,null,null,null,null,null,null,null,null,null,null,null,null,null,null,null,null,null,null,null,null,null,null,null,null,null,null,null,null,null,null,null,null,null,null,null,null,null,null,null,315,20,7556,{"$f":"OFFSET(EMP!$D$1,IF($CA$1,BX7558,366-BX7558),BY7558)","v":1364},{"$f":"IF(BZ7558=SUMIF(EMP!$AQ$51:$AQ$90,CB7557,EMP!$BK$51:$BK$90),CB7557+1,CB7557)","v":9},956,{"$f":"SUMIF(EMP!$AQ$51:$AQ$90,CB7558,EMP!$BJ$51:$BJ$90)","v":1002.362232423179}]
[null,null,null,null,null,null,null,null,null,null,null,null,null,null,null,null,null,null,null,null,null,null,null,null,null,null,null,null,null,null,null,null,null,null,null,null,null,null,null,null,null,null,null,null,null,null,null,null,null,null,null,null,null,null,null,null,null,null,null,null,null,null,null,null,null,null,null,null,null,null,null,null,null,null,null,316,18,7578,{"$f":"OFFSET(EMP!$D$1,IF($CA$1,BX7580,366-BX7580),BY7580)","v":1284},{"$f":"IF(BZ7580=SUMIF(EMP!$AQ$51:$AQ$90,CB7579,EMP!$BK$51:$BK$90),CB7579+1,CB7579)","v":9},955,{"$f":"SUMIF(EMP!$AQ$51:$AQ$90,CB7580,EMP!$BJ$51:$BJ$90)","v":1002.362232423179}]
[null,null,null,null,null,null,null,null,null,null,null,null,null,null,null,null,null,null,null,null,null,null,null,null,null,null,null,null,null,null,null,null,null,null,null,null,null,null,null,null,null,null,null,null,null,null,null,null,null,null,null,null,null,null,null,null,null,null,null,null,null,null,null,null,null,null,null,null,null,null,null,null,null,null,null,317,7,7591,{"$f":"OFFSET(EMP!$D$1,IF($CA$1,BX7593,366-BX7593),BY7593)","v":965},{"$f":"IF(BZ7593=SUMIF(EMP!$AQ$51:$AQ$90,CB7592,EMP!$BK$51:$BK$90),CB7592+1,CB7592)","v":9},954,{"$f":"SUMIF(EMP!$AQ$51:$AQ$90,CB7593,EMP!$BJ$51:$BJ$90)","v":1002.362232423179}]
[null,null,null,null,null,null,null,null,null,null,null,null,null,null,null,null,null,null,null,null,null,null,null,null,null,null,null,null,null,null,null,null,null,null,null,null,null,null,null,null,null,null,null,null,null,null,null,null,null,null,null,null,null,null,null,null,null,null,null,null,null,null,null,null,null,null,null,null,null,null,null,null,null,null,null,317,24,7608,{"$f":"OFFSET(EMP!$D$1,IF($CA$1,BX7610,366-BX7610),BY7610)","v":1176},{"$f":"IF(BZ7610=SUMIF(EMP!$AQ$51:$AQ$90,CB7609,EMP!$BK$51:$BK$90),CB7609+1,CB7609)","v":9},953,{"$f":"SUMIF(EMP!$AQ$51:$AQ$90,CB7610,EMP!$BJ$51:$BJ$90)","v":1002.362232423179}]
[null,null,null,null,null,null,null,null,null,null,null,null,null,null,null,null,null,null,null,null,null,null,null,null,null,null,null,null,null,null,null,null,null,null,null,null,null,null,null,null,null,null,null,null,null,null,null,null,null,null,null,null,null,null,null,null,null,null,null,null,null,null,null,null,null,null,null,null,null,null,null,null,null,null,null,318,17,7625,{"$f":"OFFSET(EMP!$D$1,IF($CA$1,BX7627,366-BX7627),BY7627)","v":989},{"$f":"IF(BZ7627=SUMIF(EMP!$AQ$51:$AQ$90,CB7626,EMP!$BK$51:$BK$90),CB7626+1,CB7626)","v":9},952,{"$f":"SUMIF(EMP!$AQ$51:$AQ$90,CB7627,EMP!$BJ$51:$BJ$90)","v":1002.362232423179}]
[null,null,null,null,null,null,null,null,null,null,null,null,null,null,null,null,null,null,null,null,null,null,null,null,null,null,null,null,null,null,null,null,null,null,null,null,null,null,null,null,null,null,null,null,null,null,null,null,null,null,null,null,null,null,null,null,null,null,null,null,null,null,null,null,null,null,null,null,null,null,null,null,null,null,null,318,20,7628,{"$f":"OFFSET(EMP!$D$1,IF($CA$1,BX7630,366-BX7630),BY7630)","v":1338},{"$f":"IF(BZ7630=SUMIF(EMP!$AQ$51:$AQ$90,CB7629,EMP!$BK$51:$BK$90),CB7629+1,CB7629)","v":9},952,{"$f":"SUMIF(EMP!$AQ$51:$AQ$90,CB7630,EMP!$BJ$51:$BJ$90)","v":1002.362232423179}]
[null,null,null,null,null,null,null,null,null,null,null,null,null,null,null,null,null,null,null,null,null,null,null,null,null,null,null,null,null,null,null,null,null,null,null,null,null,null,null,null,null,null,null,null,null,null,null,null,null,null,null,null,null,null,null,null,null,null,null,null,null,null,null,null,null,null,null,null,null,null,null,null,null,null,null,319,12,7644,{"$f":"OFFSET(EMP!$D$1,IF($CA$1,BX7646,366-BX7646),BY7646)","v":954},{"$f":"IF(BZ7646=SUMIF(EMP!$AQ$51:$AQ$90,CB7645,EMP!$BK$51:$BK$90),CB7645+1,CB7645)","v":9},951,{"$f":"SUMIF(EMP!$AQ$51:$AQ$90,CB7646,EMP!$BJ$51:$BJ$90)","v":1002.362232423179}]
[null,null,null,null,null,null,null,null,null,null,null,null,null,null,null,null,null,null,null,null,null,null,null,null,null,null,null,null,null,null,null,null,null,null,null,null,null,null,null,null,null,null,null,null,null,null,null,null,null,null,null,null,null,null,null,null,null,null,null,null,null,null,null,null,null,null,null,null,null,null,null,null,null,null,null,320,5,7661,{"$f":"OFFSET(EMP!$D$1,IF($CA$1,BX7663,366-BX7663),BY7663)","v":1055},{"$f":"IF(BZ7663=SUMIF(EMP!$AQ$51:$AQ$90,CB7662,EMP!$BK$51:$BK$90),CB7662+1,CB7662)","v":9},951,{"$f":"SUMIF(EMP!$AQ$51:$AQ$90,CB7663,EMP!$BJ$51:$BJ$90)","v":1002.362232423179}]
[null,null,null,null,null,null,null,null,null,null,null,null,null,null,null,null,null,null,null,null,null,null,null,null,null,null,null,null,null,null,null,null,null,null,null,null,null,null,null,null,null,null,null,null,null,null,null,null,null,null,null,null,null,null,null,null,null,null,null,null,null,null,null,null,null,null,null,null,null,null,null,null,null,null,null,320,22,7678,{"$f":"OFFSET(EMP!$D$1,IF($CA$1,BX7680,366-BX7680),BY7680)","v":1303},{"$f":"IF(BZ7680=SUMIF(EMP!$AQ$51:$AQ$90,CB7679,EMP!$BK$51:$BK$90),CB7679+1,CB7679)","v":9},949,{"$f":"SUMIF(EMP!$AQ$51:$AQ$90,CB7680,EMP!$BJ$51:$BJ$90)","v":1002.362232423179}]
[null,null,null,null,null,null,null,null,null,null,null,null,null,null,null,null,null,null,null,null,null,null,null,null,null,null,null,null,null,null,null,null,null,null,null,null,null,null,null,null,null,null,null,null,null,null,null,null,null,null,null,null,null,null,null,null,null,null,null,null,null,null,null,null,null,null,null,null,null,null,null,null,null,null,null,321,14,7694,{"$f":"OFFSET(EMP!$D$1,IF($CA$1,BX7696,366-BX7696),BY7696)","v":1194},{"$f":"IF(BZ7696=SUMIF(EMP!$AQ$51:$AQ$90,CB7695,EMP!$BK$51:$BK$90),CB7695+1,CB7695)","v":9},948,{"$f":"SUMIF(EMP!$AQ$51:$AQ$90,CB7696,EMP!$BJ$51:$BJ$90)","v":1002.362232423179}]
[null,null,null,null,null,null,null,null,null,null,null,null,null,null,null,null,null,null,null,null,null,null,null,null,null,null,null,null,null,null,null,null,null,null,null,null,null,null,null,null,null,null,null,null,null,null,null,null,null,null,null,null,null,null,null,null,null,null,null,null,null,null,null,null,null,null,null,null,null,null,null,null,null,null,null,322,9,7713,{"$f":"OFFSET(EMP!$D$1,IF($CA$1,BX7715,366-BX7715),BY7715)","v":1195},{"$f":"IF(BZ7715=SUMIF(EMP!$AQ$51:$AQ$90,CB7714,EMP!$BK$51:$BK$90),CB7714+1,CB7714)","v":9},946,{"$f":"SUMIF(EMP!$AQ$51:$AQ$90,CB7715,EMP!$BJ$51:$BJ$90)","v":1002.362232423179}]
[null,null,null,null,null,null,null,null,null,null,null,null,null,null,null,null,null,null,null,null,null,null,null,null,null,null,null,null,null,null,null,null,null,null,null,null,null,null,null,null,null,null,null,null,null,null,null,null,null,null,null,null,null,null,null,null,null,null,null,null,null,null,null,null,null,null,null,null,null,null,null,null,null,null,null,323,2,7730,{"$f":"OFFSET(EMP!$D$1,IF($CA$1,BX7732,366-BX7732),BY7732)","v":1108},{"$f":"IF(BZ7732=SUMIF(EMP!$AQ$51:$AQ$90,CB7731,EMP!$BK$51:$BK$90),CB7731+1,CB7731)","v":9},945,{"$f":"SUMIF(EMP!$AQ$51:$AQ$90,CB7732,EMP!$BJ$51:$BJ$90)","v":1002.362232423179}]
[null,null,null,null,null,null,null,null,null,null,null,null,null,null,null,null,null,null,null,null,null,null,null,null,null,null,null,null,null,null,null,null,null,null,null,null,null,null,null,null,null,null,null,null,null,null,null,null,null,null,null,null,null,null,null,null,null,null,null,null,null,null,null,null,null,null,null,null,null,null,null,null,null,null,null,323,16,7744,{"$f":"OFFSET(EMP!$D$1,IF($CA$1,BX7746,366-BX7746),BY7746)","v":1217},{"$f":"IF(BZ7746=SUMIF(EMP!$AQ$51:$AQ$90,CB7745,EMP!$BK$51:$BK$90),CB7745+1,CB7745)","v":9},944,{"$f":"SUMIF(EMP!$AQ$51:$AQ$90,CB7746,EMP!$BJ$51:$BJ$90)","v":1002.362232423179}]
[null,null,null,null,null,null,null,null,null,null,null,null,null,null,null,null,null,null,null,null,null,null,null,null,null,null,null,null,null,null,null,null,null,null,null,null,null,null,null,null,null,null,null,null,null,null,null,null,null,null,null,null,null,null,null,null,null,null,null,null,null,null,null,null,null,null,null,null,null,null,null,null,null,null,null,324,13,7765,{"$f":"OFFSET(EMP!$D$1,IF($CA$1,BX7767,366-BX7767),BY7767)","v":1205},{"$f":"IF(BZ7767=SUMIF(EMP!$AQ$51:$AQ$90,CB7766,EMP!$BK$51:$BK$90),CB7766+1,CB7766)","v":9},943,{"$f":"SUMIF(EMP!$AQ$51:$AQ$90,CB7767,EMP!$BJ$51:$BJ$90)","v":1002.362232423179}]
[null,null,null,null,null,null,null,null,null,null,null,null,null,null,null,null,null,null,null,null,null,null,null,null,null,null,null,null,null,null,null,null,null,null,null,null,null,null,null,null,null,null,null,null,null,null,null,null,null,null,null,null,null,null,null,null,null,null,null,null,null,null,null,null,null,null,null,null,null,null,null,null,null,null,null,325,6,7782,{"$f":"OFFSET(EMP!$D$1,IF($CA$1,BX7784,366-BX7784),BY7784)","v":1068},{"$f":"IF(BZ7784=SUMIF(EMP!$AQ$51:$AQ$90,CB7783,EMP!$BK$51:$BK$90),CB7783+1,CB7783)","v":9},942,{"$f":"SUMIF(EMP!$AQ$51:$AQ$90,CB7784,EMP!$BJ$51:$BJ$90)","v":1002.362232423179}]
[null,null,null,null,null,null,null,null,null,null,null,null,null,null,null,null,null,null,null,null,null,null,null,null,null,null,null,null,null,null,null,null,null,null,null,null,null,null,null,null,null,null,null,null,null,null,null,null,null,null,null,null,null,null,null,null,null,null,null,null,null,null,null,null,null,null,null,null,null,null,null,null,null,null,null,325,23,7799,{"$f":"OFFSET(EMP!$D$1,IF($CA$1,BX7801,366-BX7801),BY7801)","v":1243},{"$f":"IF(BZ7801=SUMIF(EMP!$AQ$51:$AQ$90,CB7800,EMP!$BK$51:$BK$90),CB7800+1,CB7800)","v":9},942,{"$f":"SUMIF(EMP!$AQ$51:$AQ$90,CB7801,EMP!$BJ$51:$BJ$90)","v":1002.362232423179}]
[null,null,null,null,null,null,null,null,null,null,null,null,null,null,null,null,null,null,null,null,null,null,null,null,null,null,null,null,null,null,null,null,null,null,null,null,null,null,null,null,null,null,null,null,null,null,null,null,null,null,null,null,null,null,null,null,null,null,null,null,null,null,null,null,null,null,null,null,null,null,null,null,null,null,null,326,11,7811,{"$f":"OFFSET(EMP!$D$1,IF($CA$1,BX7813,366-BX7813),BY7813)","v":975},{"$f":"IF(BZ7813=SUMIF(EMP!$AQ$51:$AQ$90,CB7812,EMP!$BK$51:$BK$90),CB7812+1,CB7812)","v":9},941,{"$f":"SUMIF(EMP!$AQ$51:$AQ$90,CB7813,EMP!$BJ$51:$BJ$90)","v":1002.362232423179}]
[null,null,null,null,null,null,null,null,null,null,null,null,null,null,null,null,null,null,null,null,null,null,null,null,null,null,null,null,null,null,null,null,null,null,null,null,null,null,null,null,null,null,null,null,null,null,null,null,null,null,null,null,null,null,null,null,null,null,null,null,null,null,null,null,null,null,null,null,null,null,null,null,null,null,null,327,10,7834,{"$f":"OFFSET(EMP!$D$1,IF($CA$1,BX7836,366-BX7836),BY7836)","v":1218},{"$f":"IF(BZ7836=SUMIF(EMP!$AQ$51:$AQ$90,CB7835,EMP!$BK$51:$BK$90),CB7835+1,CB7835)","v":9},939,{"$f":"SUMIF(EMP!$AQ$51:$AQ$90,CB7836,EMP!$BJ$51:$BJ$90)","v":1002.362232423179}]
[null,null,null,null,null,null,null,null,null,null,null,null,null,null,null,null,null,null,null,null,null,null,null,null,null,null,null,null,null,null,null,null,null,null,null,null,null,null,null,null,null,null,null,null,null,null,null,null,null,null,null,null,null,null,null,null,null,null,null,null,null,null,null,null,null,null,null,null,null,null,null,null,null,null,null,328,3,7851,{"$f":"OFFSET(EMP!$D$1,IF($CA$1,BX7853,366-BX7853),BY7853)","v":1124.2},{"$f":"IF(BZ7853=SUMIF(EMP!$AQ$51:$AQ$90,CB7852,EMP!$BK$51:$BK$90),CB7852+1,CB7852)","v":9},938,{"$f":"SUMIF(EMP!$AQ$51:$AQ$90,CB7853,EMP!$BJ$51:$BJ$90)","v":1002.362232423179}]
[null,null,null,null,null,null,null,null,null,null,null,null,null,null,null,null,null,null,null,null,null,null,null,null,null,null,null,null,null,null,null,null,null,null,null,null,null,null,null,null,null,null,null,null,null,null,null,null,null,null,null,null,null,null,null,null,null,null,null,null,null,null,null,null,null,null,null,null,null,null,null,null,null,null,null,328,13,7861,{"$f":"OFFSET(EMP!$D$1,IF($CA$1,BX7863,366-BX7863),BY7863)","v":1007},{"$f":"IF(BZ7863=SUMIF(EMP!$AQ$51:$AQ$90,CB7862,EMP!$BK$51:$BK$90),CB7862+1,CB7862)","v":9},937,{"$f":"SUMIF(EMP!$AQ$51:$AQ$90,CB7863,EMP!$BJ$51:$BJ$90)","v":1002.362232423179}]
[null,null,null,null,null,null,null,null,null,null,null,null,null,null,null,null,null,null,null,null,null,null,null,null,null,null,null,null,null,null,null,null,null,null,null,null,null,null,null,null,null,null,null,null,null,null,null,null,null,null,null,null,null,null,null,null,null,null,null,null,null,null,null,null,null,null,null,null,null,null,null,null,null,null,null,329,14,7886,{"$f":"OFFSET(EMP!$D$1,IF($CA$1,BX7888,366-BX7888),BY7888)","v":1196.9000000000001},{"$f":"IF(BZ7888=SUMIF(EMP!$AQ$51:$AQ$90,CB7887,EMP!$BK$51:$BK$90),CB7887+1,CB7887)","v":9},935,{"$f":"SUMIF(EMP!$AQ$51:$AQ$90,CB7888,EMP!$BJ$51:$BJ$90)","v":1002.362232423179}]
[null,null,null,null,null,null,null,null,null,null,null,null,null,null,null,null,null,null,null,null,null,null,null,null,null,null,null,null,null,null,null,null,null,null,null,null,null,null,null,null,null,null,null,null,null,null,null,null,null,null,null,null,null,null,null,null,null,null,null,null,null,null,null,null,null,null,null,null,null,null,null,null,null,null,null,330,7,7903,{"$f":"OFFSET(EMP!$D$1,IF($CA$1,BX7905,366-BX7905),BY7905)","v":1074},{"$f":"IF(BZ7905=SUMIF(EMP!$AQ$51:$AQ$90,CB7904,EMP!$BK$51:$BK$90),CB7904+1,CB7904)","v":9},934,{"$f":"SUMIF(EMP!$AQ$51:$AQ$90,CB7905,EMP!$BJ$51:$BJ$90)","v":1002.362232423179}]
[null,null,null,null,null,null,null,null,null,null,null,null,null,null,null,null,null,null,null,null,null,null,null,null,null,null,null,null,null,null,null,null,null,null,null,null,null,null,null,null,null,null,null,null,null,null,null,null,null,null,null,null,null,null,null,null,null,null,null,null,null,null,null,null,null,null,null,null,null,null,null,null,null,null,null,330,8,7904,{"$f":"OFFSET(EMP!$D$1,IF($CA$1,BX7906,366-BX7906),BY7906)","v":1114},{"$f":"IF(BZ7906=SUMIF(EMP!$AQ$51:$AQ$90,CB7905,EMP!$BK$51:$BK$90),CB7905+1,CB7905)","v":9},934,{"$f":"SUMIF(EMP!$AQ$51:$AQ$90,CB7906,EMP!$BJ$51:$BJ$90)","v":1002.362232423179}]
[null,null,null,null,null,null,null,null,null,null,null,null,null,null,null,null,null,null,null,null,null,null,null,null,null,null,null,null,null,null,null,null,null,null,null,null,null,null,null,null,null,null,null,null,null,null,null,null,null,null,null,null,null,null,null,null,null,null,null,null,null,null,null,null,null,null,null,null,null,null,null,null,null,null,null,331,8,7928,{"$f":"OFFSET(EMP!$D$1,IF($CA$1,BX7930,366-BX7930),BY7930)","v":1050},{"$f":"IF(BZ7930=SUMIF(EMP!$AQ$51:$AQ$90,CB7929,EMP!$BK$51:$BK$90),CB7929+1,CB7929)","v":10},932,{"$f":"SUMIF(EMP!$AQ$51:$AQ$90,CB7930,EMP!$BJ$51:$BJ$90)","v":976.86343797274662}]
[null,null,null,null,null,null,null,null,null,null,null,null,null,null,null,null,null,null,null,null,null,null,null,null,null,null,null,null,null,null,null,null,null,null,null,null,null,null,null,null,null,null,null,null,null,null,null,null,null,null,null,null,null,null,null,null,null,null,null,null,null,null,null,null,null,null,null,null,null,null,null,null,null,null,null,331,19,7939,{"$f":"OFFSET(EMP!$D$1,IF($CA$1,BX7941,366-BX7941),BY7941)","v":1323},{"$f":"IF(BZ7941=SUMIF(EMP!$AQ$51:$AQ$90,CB7940,EMP!$BK$51:$BK$90),CB7940+1,CB7940)","v":10},932,{"$f":"SUMIF(EMP!$AQ$51:$AQ$90,CB7941,EMP!$BJ$51:$BJ$90)","v":976.86343797274662}]
[null,null,null,null,null,null,null,null,null,null,null,null,null,null,null,null,null,null,null,null,null,null,null,null,null,null,null,null,null,null,null,null,null,null,null,null,null,null,null,null,null,null,null,null,null,null,null,null,null,null,null,null,null,null,null,null,null,null,null,null,null,null,null,null,null,null,null,null,null,null,null,null,null,null,null,332,12,7956,{"$f":"OFFSET(EMP!$D$1,IF($CA$1,BX7958,366-BX7958),BY7958)","v":1074.5999999999999},{"$f":"IF(BZ7958=SUMIF(EMP!$AQ$51:$AQ$90,CB7957,EMP!$BK$51:$BK$90),CB7957+1,CB7957)","v":10},931,{"$f":"SUMIF(EMP!$AQ$51:$AQ$90,CB7958,EMP!$BJ$51:$BJ$90)","v":976.86343797274662}]
[null,null,null,null,null,null,null,null,null,null,null,null,null,null,null,null,null,null,null,null,null,null,null,null,null,null,null,null,null,null,null,null,null,null,null,null,null,null,null,null,null,null,null,null,null,null,null,null,null,null,null,null,null,null,null,null,null,null,null,null,null,null,null,null,null,null,null,null,null,null,null,null,null,null,null,333,5,7973,{"$f":"OFFSET(EMP!$D$1,IF($CA$1,BX7975,366-BX7975),BY7975)","v":1098.7},{"$f":"IF(BZ7975=SUMIF(EMP!$AQ$51:$AQ$90,CB7974,EMP!$BK$51:$BK$90),CB7974+1,CB7974)","v":10},930,{"$f":"SUMIF(EMP!$AQ$51:$AQ$90,CB7975,EMP!$BJ$51:$BJ$90)","v":976.86343797274662}]
[null,null,null,null,null,null,null,null,null,null,null,null,null,null,null,null,null,null,null,null,null,null,null,null,null,null,null,null,null,null,null,null,null,null,null,null,null,null,null,null,null,null,null,null,null,null,null,null,null,null,null,null,null,null,null,null,null,null,null,null,null,null,null,null,null,null,null,null,null,null,null,null,null,null,null,334,2,7994,{"$f":"OFFSET(EMP!$D$1,IF($CA$1,BX7996,366-BX7996),BY7996)","v":1109},{"$f":"IF(BZ7996=SUMIF(EMP!$AQ$51:$AQ$90,CB7995,EMP!$BK$51:$BK$90),CB7995+1,CB7995)","v":10},928,{"$f":"SUMIF(EMP!$AQ$51:$AQ$90,CB7996,EMP!$BJ$51:$BJ$90)","v":976.86343797274662}]
[null,null,null,null,null,null,null,null,null,null,null,null,null,null,null,null,null,null,null,null,null,null,null,null,null,null,null,null,null,null,null,null,null,null,null,null,null,null,null,null,null,null,null,null,null,null,null,null,null,null,null,null,null,null,null,null,null,null,null,null,null,null,null,null,null,null,null,null,null,null,null,null,null,null,null,334,16,8008,{"$f":"OFFSET(EMP!$D$1,IF($CA$1,BX8010,366-BX8010),BY8010)","v":1255.8},{"$f":"IF(BZ8010=SUMIF(EMP!$AQ$51:$AQ$90,CB8009,EMP!$BK$51:$BK$90),CB8009+1,CB8009)","v":10},926,{"$f":"SUMIF(EMP!$AQ$51:$AQ$90,CB8010,EMP!$BJ$51:$BJ$90)","v":976.86343797274662}]
[null,null,null,null,null,null,null,null,null,null,null,null,null,null,null,null,null,null,null,null,null,null,null,null,null,null,null,null,null,null,null,null,null,null,null,null,null,null,null,null,null,null,null,null,null,null,null,null,null,null,null,null,null,null,null,null,null,null,null,null,null,null,null,null,null,null,null,null,null,null,null,null,null,null,null,335,{"$f":"BY8003","v":9},8025,{"$f":"OFFSET(EMP!$D$1,IF($CA$1,BX8027,366-BX8027),BY8027)","v":1193},{"$f":"IF(BZ8027=SUMIF(EMP!$AQ$51:$AQ$90,CB8026,EMP!$BK$51:$BK$90),CB8026+1,CB8026)","v":10},925,{"$f":"SUMIF(EMP!$AQ$51:$AQ$90,CB8027,EMP!$BJ$51:$BJ$90)","v":976.86343797274662}]
[null,null,null,null,null,null,null,null,null,null,null,null,null,null,null,null,null,null,null,null,null,null,null,null,null,null,null,null,null,null,null,null,null,null,null,null,null,null,null,null,null,null,null,null,null,null,null,null,null,null,null,null,null,null,null,null,null,null,null,null,null,null,null,null,null,null,null,null,null,null,null,null,null,null,null,336,4,8044,{"$f":"OFFSET(EMP!$D$1,IF($CA$1,BX8046,366-BX8046),BY8046)","v":1121.4000000000001},{"$f":"IF(BZ8046=SUMIF(EMP!$AQ$51:$AQ$90,CB8045,EMP!$BK$51:$BK$90),CB8045+1,CB8045)","v":10},924,{"$f":"SUMIF(EMP!$AQ$51:$AQ$90,CB8046,EMP!$BJ$51:$BJ$90)","v":976.86343797274662}]
[null,null,null,null,null,null,null,null,null,null,null,null,null,null,null,null,null,null,null,null,null,null,null,null,null,null,null,null,null,null,null,null,null,null,null,null,null,null,null,null,null,null,null,null,null,null,null,null,null,null,null,null,null,null,null,null,null,null,null,null,null,null,null,null,null,null,null,null,null,null,null,null,null,null,null,336,20,8060,{"$f":"OFFSET(EMP!$D$1,IF($CA$1,BX8062,366-BX8062),BY8062)","v":1397.3},{"$f":"IF(BZ8062=SUMIF(EMP!$AQ$51:$AQ$90,CB8061,EMP!$BK$51:$BK$90),CB8061+1,CB8061)","v":10},923,{"$f":"SUMIF(EMP!$AQ$51:$AQ$90,CB8062,EMP!$BJ$51:$BJ$90)","v":976.86343797274662}]
[null,null,null,null,null,null,null,null,null,null,null,null,null,null,null,null,null,null,null,null,null,null,null,null,null,null,null,null,null,null,null,null,null,null,null,null,null,null,null,null,null,null,null,null,null,null,null,null,null,null,null,null,null,null,null,null,null,null,null,null,null,null,null,null,null,null,null,null,null,null,null,null,null,null,null,337,13,8077,{"$f":"OFFSET(EMP!$D$1,IF($CA$1,BX8079,366-BX8079),BY8079)","v":1238},{"$f":"IF(BZ8079=SUMIF(EMP!$AQ$51:$AQ$90,CB8078,EMP!$BK$51:$BK$90),CB8078+1,CB8078)","v":10},921,{"$f":"SUMIF(EMP!$AQ$51:$AQ$90,CB8079,EMP!$BJ$51:$BJ$90)","v":976.86343797274662}]
[null,null,null,null,null,null,null,null,null,null,null,null,null,null,null,null,null,null,null,null,null,null,null,null,null,null,null,null,null,null,null,null,null,null,null,null,null,null,null,null,null,null,null,null,null,null,null,null,null,null,null,null,null,null,null,null,null,null,null,null,null,null,null,null,null,null,null,null,null,null,null,null,null,null,null,338,6,8094,{"$f":"OFFSET(EMP!$D$1,IF($CA$1,BX8096,366-BX8096),BY8096)","v":1155},{"$f":"IF(BZ8096=SUMIF(EMP!$AQ$51:$AQ$90,CB8095,EMP!$BK$51:$BK$90),CB8095+1,CB8095)","v":10},919,{"$f":"SUMIF(EMP!$AQ$51:$AQ$90,CB8096,EMP!$BJ$51:$BJ$90)","v":976.86343797274662}]
[null,null,null,null,null,null,null,null,null,null,null,null,null,null,null,null,null,null,null,null,null,null,null,null,null,null,null,null,null,null,null,null,null,null,null,null,null,null,null,null,null,null,null,null,null,null,null,null,null,null,null,null,null,null,null,null,null,null,null,null,null,null,null,null,null,null,null,null,null,null,null,null,null,null,null,338,23,8111,{"$f":"OFFSET(EMP!$D$1,IF($CA$1,BX8113,366-BX8113),BY8113)","v":1269},{"$f":"IF(BZ8113=SUMIF(EMP!$AQ$51:$AQ$90,CB8112,EMP!$BK$51:$BK$90),CB8112+1,CB8112)","v":10},918,{"$f":"SUMIF(EMP!$AQ$51:$AQ$90,CB8113,EMP!$BJ$51:$BJ$90)","v":976.86343797274662}]
[null,null,null,null,null,null,null,null,null,null,null,null,null,null,null,null,null,null,null,null,null,null,null,null,null,null,null,null,null,null,null,null,null,null,null,null,null,null,null,null,null,null,null,null,null,null,null,null,null,null,null,null,null,null,null,null,null,null,null,null,null,null,null,null,null,null,null,null,null,null,null,null,null,null,null,{"$f":"ROUNDDOWN((BZ8131-1)/24,0)+1","v":339},17,8129,{"$f":"OFFSET(EMP!$D$1,IF($CA$1,BX8131,366-BX8131),BY8131)","v":1091},{"$f":"IF(BZ8131=SUMIF(EMP!$AQ$51:$AQ$90,CB8130,EMP!$BK$51:$BK$90),CB8130+1,CB8130)","v":10},916,{"$f":"SUMIF(EMP!$AQ$51:$AQ$90,CB8131,EMP!$BJ$51:$BJ$90)","v":976.86343797274662}]
[null,null,null,null,null,null,null,null,null,null,null,null,null,null,null,null,null,null,null,null,null,null,null,null,null,null,null,null,null,null,null,null,null,null,null,null,null,null,null,null,null,null,null,null,null,null,null,null,null,null,null,null,null,null,null,null,null,null,null,null,null,null,null,null,null,null,null,null,null,null,null,null,null,null,null,340,10,8146,{"$f":"OFFSET(EMP!$D$1,IF($CA$1,BX8148,366-BX8148),BY8148)","v":1007},{"$f":"IF(BZ8148=SUMIF(EMP!$AQ$51:$AQ$90,CB8147,EMP!$BK$51:$BK$90),CB8147+1,CB8147)","v":10},914,{"$f":"SUMIF(EMP!$AQ$51:$AQ$90,CB8148,EMP!$BJ$51:$BJ$90)","v":976.86343797274662}]
[null,null,null,null,null,null,null,null,null,null,null,null,null,null,null,null,null,null,null,null,null,null,null,null,null,null,null,null,null,null,null,null,null,null,null,null,null,null,null,null,null,null,null,null,null,null,null,null,null,null,null,null,null,null,null,null,null,null,null,null,null,null,null,null,null,null,null,null,null,null,null,null,null,null,null,341,3,8163,{"$f":"OFFSET(EMP!$D$1,IF($CA$1,BX8165,366-BX8165),BY8165)","v":1103},{"$f":"IF(BZ8165=SUMIF(EMP!$AQ$51:$AQ$90,CB8164,EMP!$BK$51:$BK$90),CB8164+1,CB8164)","v":10},912,{"$f":"SUMIF(EMP!$AQ$51:$AQ$90,CB8165,EMP!$BJ$51:$BJ$90)","v":976.86343797274662}]
[null,null,null,null,null,null,null,null,null,null,null,null,null,null,null,null,null,null,null,null,null,null,null,null,null,null,null,null,null,null,null,null,null,null,null,null,null,null,null,null,null,null,null,null,null,null,null,null,null,null,null,null,null,null,null,null,null,null,null,null,null,null,null,null,null,null,null,null,null,null,null,null,null,null,null,341,17,8177,{"$f":"OFFSET(EMP!$D$1,IF($CA$1,BX8179,366-BX8179),BY8179)","v":1219},{"$f":"IF(BZ8179=SUMIF(EMP!$AQ$51:$AQ$90,CB8178,EMP!$BK$51:$BK$90),CB8178+1,CB8178)","v":10},911,{"$f":"SUMIF(EMP!$AQ$51:$AQ$90,CB8179,EMP!$BJ$51:$BJ$90)","v":976.86343797274662}]
[null,null,null,null,null,null,null,null,null,null,null,null,null,null,null,null,null,null,null,null,null,null,null,null,null,null,null,null,null,null,null,null,null,null,null,null,null,null,null,null,null,null,null,null,null,null,null,null,null,null,null,null,null,null,null,null,null,null,null,null,null,null,null,null,null,null,null,null,null,null,null,null,null,null,null,341,22,8182,{"$f":"OFFSET(EMP!$D$1,IF($CA$1,BX8184,366-BX8184),BY8184)","v":1344},{"$f":"IF(BZ8184=SUMIF(EMP!$AQ$51:$AQ$90,CB8183,EMP!$BK$51:$BK$90),CB8183+1,CB8183)","v":10},911,{"$f":"SUMIF(EMP!$AQ$51:$AQ$90,CB8184,EMP!$BJ$51:$BJ$90)","v":976.86343797274662}]
[null,null,null,null,null,null,null,null,null,null,null,null,null,null,null,null,null,null,null,null,null,null,null,null,null,null,null,null,null,null,null,null,null,null,null,null,null,null,null,null,null,null,null,null,null,null,null,null,null,null,null,null,null,null,null,null,null,null,null,null,null,null,null,null,null,null,null,null,null,null,null,null,null,null,null,342,15,8199,{"$f":"OFFSET(EMP!$D$1,IF($CA$1,BX8201,366-BX8201),BY8201)","v":1224},{"$f":"IF(BZ8201=SUMIF(EMP!$AQ$51:$AQ$90,CB8200,EMP!$BK$51:$BK$90),CB8200+1,CB8200)","v":10},909,{"$f":"SUMIF(EMP!$AQ$51:$AQ$90,CB8201,EMP!$BJ$51:$BJ$90)","v":976.86343797274662}]
[null,null,null,null,null,null,null,null,null,null,null,null,null,null,null,null,null,null,null,null,null,null,null,null,null,null,null,null,null,null,null,null,null,null,null,null,null,null,null,null,null,null,null,null,null,null,null,null,null,null,null,null,null,null,null,null,null,null,null,null,null,null,null,null,null,null,null,null,null,null,null,null,null,null,null,343,20,8228,{"$f":"OFFSET(EMP!$D$1,IF($CA$1,BX8230,366-BX8230),BY8230)","v":1318},{"$f":"IF(BZ8230=SUMIF(EMP!$AQ$51:$AQ$90,CB8229,EMP!$BK$51:$BK$90),CB8229+1,CB8229)","v":10},906,{"$f":"SUMIF(EMP!$AQ$51:$AQ$90,CB8230,EMP!$BJ$51:$BJ$90)","v":976.86343797274662}]
[null,null,null,null,null,null,null,null,null,null,null,null,null,null,null,null,null,null,null,null,null,null,null,null,null,null,null,null,null,null,null,null,null,null,null,null,null,null,null,null,null,null,null,null,null,null,null,null,null,null,null,null,null,null,null,null,null,null,null,null,null,null,null,null,null,null,null,null,null,null,null,null,null,null,null,344,2,8234,{"$f":"OFFSET(EMP!$D$1,IF($CA$1,BX8236,366-BX8236),BY8236)","v":1061},{"$f":"IF(BZ8236=SUMIF(EMP!$AQ$51:$AQ$90,CB8235,EMP!$BK$51:$BK$90),CB8235+1,CB8235)","v":10},906,{"$f":"SUMIF(EMP!$AQ$51:$AQ$90,CB8236,EMP!$BJ$51:$BJ$90)","v":976.86343797274662}]
[null,null,null,null,null,null,null,null,null,null,null,null,null,null,null,null,null,null,null,null,null,null,null,null,null,null,null,null,null,null,null,null,null,null,null,null,null,null,null,null,null,null,null,null,null,null,null,null,null,null,null,null,null,null,null,null,null,null,null,null,null,null,null,null,null,null,null,null,null,null,null,null,null,null,null,344,19,8251,{"$f":"OFFSET(EMP!$D$1,IF($CA$1,BX8253,366-BX8253),BY8253)","v":1395},{"$f":"IF(BZ8253=SUMIF(EMP!$AQ$51:$AQ$90,CB8252,EMP!$BK$51:$BK$90),CB8252+1,CB8252)","v":10},903,{"$f":"SUMIF(EMP!$AQ$51:$AQ$90,CB8253,EMP!$BJ$51:$BJ$90)","v":976.86343797274662}]
[null,null,null,null,null,null,null,null,null,null,null,null,null,null,null,null,null,null,null,null,null,null,null,null,null,null,null,null,null,null,null,null,null,null,null,null,null,null,null,null,null,null,null,null,null,null,null,null,null,null,null,null,null,null,null,null,null,null,null,null,null,null,null,null,null,null,null,null,null,null,null,null,null,null,null,345,12,8268,{"$f":"OFFSET(EMP!$D$1,IF($CA$1,BX8270,366-BX8270),BY8270)","v":1200},{"$f":"IF(BZ8270=SUMIF(EMP!$AQ$51:$AQ$90,CB8269,EMP!$BK$51:$BK$90),CB8269+1,CB8269)","v":10},900,{"$f":"SUMIF(EMP!$AQ$51:$AQ$90,CB8270,EMP!$BJ$51:$BJ$90)","v":976.86343797274662}]
[null,null,null,null,null,null,null,null,null,null,null,null,null,null,null,null,null,null,null,null,null,null,null,null,null,null,null,null,null,null,null,null,null,null,null,null,null,null,null,null,null,null,null,null,null,null,null,null,null,null,null,null,null,null,null,null,null,null,null,null,null,null,null,null,null,null,null,null,null,null,null,null,null,null,null,346,14,8294,{"$f":"OFFSET(EMP!$D$1,IF($CA$1,BX8296,366-BX8296),BY8296)","v":1060},{"$f":"IF(BZ8296=SUMIF(EMP!$AQ$51:$AQ$90,CB8295,EMP!$BK$51:$BK$90),CB8295+1,CB8295)","v":10},898,{"$f":"SUMIF(EMP!$AQ$51:$AQ$90,CB8296,EMP!$BJ$51:$BJ$90)","v":976.86343797274662}]
[null,null,null,null,null,null,null,null,null,null,null,null,null,null,null,null,null,null,null,null,null,null,null,null,null,null,null,null,null,null,null,null,null,null,null,null,null,null,null,null,null,null,null,null,null,null,null,null,null,null,null,null,null,null,null,null,null,null,null,null,null,null,null,null,null,null,null,null,null,null,null,null,null,null,null,346,23,8303,{"$f":"OFFSET(EMP!$D$1,IF($CA$1,BX8305,366-BX8305),BY8305)","v":1171},{"$f":"IF(BZ8305=SUMIF(EMP!$AQ$51:$AQ$90,CB8304,EMP!$BK$51:$BK$90),CB8304+1,CB8304)","v":10},897,{"$f":"SUMIF(EMP!$AQ$51:$AQ$90,CB8305,EMP!$BJ$51:$BJ$90)","v":976.86343797274662}]
[null,null,null,null,null,null,null,null,null,null,null,null,null,null,null,null,null,null,null,null,null,null,null,null,null,null,null,null,null,null,null,null,null,null,null,null,null,null,null,null,null,null,null,null,null,null,null,null,null,null,null,null,null,null,null,null,null,null,null,null,null,null,null,null,null,null,null,null,null,null,null,null,null,null,null,347,16,8320,{"$f":"OFFSET(EMP!$D$1,IF($CA$1,BX8322,366-BX8322),BY8322)","v":1031},{"$f":"IF(BZ8322=SUMIF(EMP!$AQ$51:$AQ$90,CB8321,EMP!$BK$51:$BK$90),CB8321+1,CB8321)","v":10},895,{"$f":"SUMIF(EMP!$AQ$51:$AQ$90,CB8322,EMP!$BJ$51:$BJ$90)","v":976.86343797274662}]
[null,null,null,null,null,null,null,null,null,null,null,null,null,null,null,null,null,null,null,null,null,null,null,null,null,null,null,null,null,null,null,null,null,null,null,null,null,null,null,null,null,null,null,null,null,null,null,null,null,null,null,null,null,null,null,null,null,null,null,null,null,null,null,null,null,null,null,null,null,null,null,null,null,null,null,347,23,8327,{"$f":"OFFSET(EMP!$D$1,IF($CA$1,BX8329,366-BX8329),BY8329)","v":1165},{"$f":"IF(BZ8329=SUMIF(EMP!$AQ$51:$AQ$90,CB8328,EMP!$BK$51:$BK$90),CB8328+1,CB8328)","v":10},894,{"$f":"SUMIF(EMP!$AQ$51:$AQ$90,CB8329,EMP!$BJ$51:$BJ$90)","v":976.86343797274662}]
[null,null,null,null,null,null,null,null,null,null,null,null,null,null,null,null,null,null,null,null,null,null,null,null,null,null,null,null,null,null,null,null,null,null,null,null,null,null,null,null,null,null,null,null,null,null,null,null,null,null,null,null,null,null,null,null,null,null,null,null,null,null,null,null,null,null,null,null,null,null,null,null,null,null,null,349,3,8355,{"$f":"OFFSET(EMP!$D$1,IF($CA$1,BX8357,366-BX8357),BY8357)","v":1118},{"$f":"IF(BZ8357=SUMIF(EMP!$AQ$51:$AQ$90,CB8356,EMP!$BK$51:$BK$90),CB8356+1,CB8356)","v":10},891,{"$f":"SUMIF(EMP!$AQ$51:$AQ$90,CB8357,EMP!$BJ$51:$BJ$90)","v":976.86343797274662}]
[null,null,null,null,null,null,null,null,null,null,null,null,null,null,null,null,null,null,null,null,null,null,null,null,null,null,null,null,null,null,null,null,null,null,null,null,null,null,null,null,null,null,null,null,null,null,null,null,null,null,null,null,null,null,null,null,null,null,null,null,null,null,null,null,null,null,null,null,null,null,null,null,null,null,null,349,20,8372,{"$f":"OFFSET(EMP!$D$1,IF($CA$1,BX8374,366-BX8374),BY8374)","v":1390},{"$f":"IF(BZ8374=SUMIF(EMP!$AQ$51:$AQ$90,CB8373,EMP!$BK$51:$BK$90),CB8373+1,CB8373)","v":10},888,{"$f":"SUMIF(EMP!$AQ$51:$AQ$90,CB8374,EMP!$BJ$51:$BJ$90)","v":976.86343797274662}]
[null,null,null,null,null,null,null,null,null,null,null,null,null,null,null,null,null,null,null,null,null,null,null,null,null,null,null,null,null,null,null,null,null,null,null,null,null,null,null,null,null,null,null,null,null,null,null,null,null,null,null,null,null,null,null,null,null,null,null,null,null,null,null,null,null,null,null,null,null,null,null,null,null,null,null,350,13,8389,{"$f":"OFFSET(EMP!$D$1,IF($CA$1,BX8391,366-BX8391),BY8391)","v":1242.9000000000001},{"$f":"IF(BZ8391=SUMIF(EMP!$AQ$51:$AQ$90,CB8390,EMP!$BK$51:$BK$90),CB8390+1,CB8390)","v":10},885,{"$f":"SUMIF(EMP!$AQ$51:$AQ$90,CB8391,EMP!$BJ$51:$BJ$90)","v":976.86343797274662}]
[null,null,null,null,null,null,null,null,null,null,null,null,null,null,null,null,null,null,null,null,null,null,null,null,null,null,null,null,null,null,null,null,null,null,null,null,null,null,null,null,null,null,null,null,null,null,null,null,null,null,null,null,null,null,null,null,null,null,null,null,null,null,null,null,null,null,null,null,null,null,null,null,null,null,null,350,18,8394,{"$f":"OFFSET(EMP!$D$1,IF($CA$1,BX8396,366-BX8396),BY8396)","v":1303.5999999999999},{"$f":"IF(BZ8396=SUMIF(EMP!$AQ$51:$AQ$90,CB8395,EMP!$BK$51:$BK$90),CB8395+1,CB8395)","v":10},885,{"$f":"SUMIF(EMP!$AQ$51:$AQ$90,CB8396,EMP!$BJ$51:$BJ$90)","v":976.86343797274662}]
[null,null,null,null,null,null,null,null,null,null,null,null,null,null,null,null,null,null,null,null,null,null,null,null,null,null,null,null,null,null,null,null,null,null,null,null,null,null,null,null,null,null,null,null,null,null,null,null,null,null,null,null,null,null,null,null,null,null,null,null,null,null,null,null,null,null,null,null,null,null,null,null,null,null,null,351,24,8424,{"$f":"OFFSET(EMP!$D$1,IF($CA$1,BX8426,366-BX8426),BY8426)","v":1234},{"$f":"IF(BZ8426=SUMIF(EMP!$AQ$51:$AQ$90,CB8425,EMP!$BK$51:$BK$90),CB8425+1,CB8425)","v":10},880,{"$f":"SUMIF(EMP!$AQ$51:$AQ$90,CB8426,EMP!$BJ$51:$BJ$90)","v":976.86343797274662}]
[null,null,null,null,null,null,null,null,null,null,null,null,null,null,null,null,null,null,null,null,null,null,null,null,null,null,null,null,null,null,null,null,null,null,null,null,null,null,null,null,null,null,null,null,null,null,null,null,null,null,null,null,null,null,null,null,null,null,null,null,null,null,null,null,null,null,null,null,null,null,null,null,null,null,null,352,1,8425,{"$f":"OFFSET(EMP!$D$1,IF($CA$1,BX8427,366-BX8427),BY8427)","v":1151},{"$f":"IF(BZ8427=SUMIF(EMP!$AQ$51:$AQ$90,CB8426,EMP!$BK$51:$BK$90),CB8426+1,CB8426)","v":10},880,{"$f":"SUMIF(EMP!$AQ$51:$AQ$90,CB8427,EMP!$BJ$51:$BJ$90)","v":976.86343797274662}]
[null,null,null,null,null,null,null,null,null,null,null,null,null,null,null,null,null,null,null,null,null,null,null,null,null,null,null,null,null,null,null,null,null,null,null,null,null,null,null,null,null,null,null,null,null,null,null,null,null,null,null,null,null,null,null,null,null,null,null,null,null,null,null,null,null,null,null,null,null,null,null,null,null,null,null,352,18,8442,{"$f":"OFFSET(EMP!$D$1,IF($CA$1,BX8444,366-BX8444),BY8444)","v":1304.0999999999999},{"$f":"IF(BZ8444=SUMIF(EMP!$AQ$51:$AQ$90,CB8443,EMP!$BK$51:$BK$90),CB8443+1,CB8443)","v":10},878,{"$f":"SUMIF(EMP!$AQ$51:$AQ$90,CB8444,EMP!$BJ$51:$BJ$90)","v":976.86343797274662}]
[null,null,null,null,null,null,null,null,null,null,null,null,null,null,null,null,null,null,null,null,null,null,null,null,null,null,null,null,null,null,null,null,null,null,null,null,null,null,null,null,null,null,null,null,null,null,null,null,null,null,null,null,null,null,null,null,null,null,null,null,null,null,null,null,null,null,null,null,null,null,null,null,null,null,null,353,12,8460,{"$f":"OFFSET(EMP!$D$1,IF($CA$1,BX8462,366-BX8462),BY8462)","v":1015},{"$f":"IF(BZ8462=SUMIF(EMP!$AQ$51:$AQ$90,CB8461,EMP!$BK$51:$BK$90),CB8461+1,CB8461)","v":10},875,{"$f":"SUMIF(EMP!$AQ$51:$AQ$90,CB8462,EMP!$BJ$51:$BJ$90)","v":976.86343797274662}]
[null,null,null,null,null,null,null,null,null,null,null,null,null,null,null,null,null,null,null,null,null,null,null,null,null,null,null,null,null,null,null,null,null,null,null,null,null,null,null,null,null,null,null,null,null,null,null,null,null,null,null,null,null,null,null,null,null,null,null,null,null,null,null,null,null,null,null,null,null,null,null,null,null,null,null,354,5,8477,{"$f":"OFFSET(EMP!$D$1,IF($CA$1,BX8479,366-BX8479),BY8479)","v":1144},{"$f":"IF(BZ8479=SUMIF(EMP!$AQ$51:$AQ$90,CB8478,EMP!$BK$51:$BK$90),CB8478+1,CB8478)","v":10},872,{"$f":"SUMIF(EMP!$AQ$51:$AQ$90,CB8479,EMP!$BJ$51:$BJ$90)","v":976.86343797274662}]
[null,null,null,null,null,null,null,null,null,null,null,null,null,null,null,null,null,null,null,null,null,null,null,null,null,null,null,null,null,null,null,null,null,null,null,null,null,null,null,null,null,null,null,null,null,null,null,null,null,null,null,null,null,null,null,null,null,null,null,null,null,null,null,null,null,null,null,null,null,null,null,null,null,null,null,354,22,8494,{"$f":"OFFSET(EMP!$D$1,IF($CA$1,BX8496,366-BX8496),BY8496)","v":1316},{"$f":"IF(BZ8496=SUMIF(EMP!$AQ$51:$AQ$90,CB8495,EMP!$BK$51:$BK$90),CB8495+1,CB8495)","v":10},869,{"$f":"SUMIF(EMP!$AQ$51:$AQ$90,CB8496,EMP!$BJ$51:$BJ$90)","v":976.86343797274662}]
[null,null,null,null,null,null,null,null,null,null,null,null,null,null,null,null,null,null,null,null,null,null,null,null,null,null,null,null,null,null,null,null,null,null,null,null,null,null,null,null,null,null,null,null,null,null,null,null,null,null,null,null,null,null,null,null,null,null,null,null,null,null,null,null,null,null,null,null,null,null,null,null,null,null,null,355,14,8510,{"$f":"OFFSET(EMP!$D$1,IF($CA$1,BX8512,366-BX8512),BY8512)","v":1248.9000000000001},{"$f":"IF(BZ8512=SUMIF(EMP!$AQ$51:$AQ$90,CB8511,EMP!$BK$51:$BK$90),CB8511+1,CB8511)","v":10},866,{"$f":"SUMIF(EMP!$AQ$51:$AQ$90,CB8512,EMP!$BJ$51:$BJ$90)","v":976.86343797274662}]
[null,null,null,null,null,null,null,null,null,null,null,null,null,null,null,null,null,null,null,null,null,null,null,null,null,null,null,null,null,null,null,null,null,null,null,null,null,null,null,null,null,null,null,null,null,null,null,null,null,null,null,null,null,null,null,null,null,null,null,null,null,null,null,null,null,null,null,null,null,null,null,null,null,null,null,356,9,8529,{"$f":"OFFSET(EMP!$D$1,IF($CA$1,BX8531,366-BX8531),BY8531)","v":1193},{"$f":"IF(BZ8531=SUMIF(EMP!$AQ$51:$AQ$90,CB8530,EMP!$BK$51:$BK$90),CB8530+1,CB8530)","v":10},862,{"$f":"SUMIF(EMP!$AQ$51:$AQ$90,CB8531,EMP!$BJ$51:$BJ$90)","v":976.86343797274662}]
[null,null,null,null,null,null,null,null,null,null,null,null,null,null,null,null,null,null,null,null,null,null,null,null,null,null,null,null,null,null,null,null,null,null,null,null,null,null,null,null,null,null,null,null,null,null,null,null,null,null,null,null,null,null,null,null,null,null,null,null,null,null,null,null,null,null,null,null,null,null,null,null,null,null,null,357,2,8546,{"$f":"OFFSET(EMP!$D$1,IF($CA$1,BX8548,366-BX8548),BY8548)","v":1197},{"$f":"IF(BZ8548=SUMIF(EMP!$AQ$51:$AQ$90,CB8547,EMP!$BK$51:$BK$90),CB8547+1,CB8547)","v":10},858,{"$f":"SUMIF(EMP!$AQ$51:$AQ$90,CB8548,EMP!$BJ$51:$BJ$90)","v":976.86343797274662}]
[null,null,null,null,null,null,null,null,null,null,null,null,null,null,null,null,null,null,null,null,null,null,null,null,null,null,null,null,null,null,null,null,null,null,null,null,null,null,null,null,null,null,null,null,null,null,null,null,null,null,null,null,null,null,null,null,null,null,null,null,null,null,null,null,null,null,null,null,null,null,null,null,null,null,null,357,19,8563,{"$f":"OFFSET(EMP!$D$1,IF($CA$1,BX8565,366-BX8565),BY8565)","v":1360.4},{"$f":"IF(BZ8565=SUMIF(EMP!$AQ$51:$AQ$90,CB8564,EMP!$BK$51:$BK$90),CB8564+1,CB8564)","v":10},855,{"$f":"SUMIF(EMP!$AQ$51:$AQ$90,CB8565,EMP!$BJ$51:$BJ$90)","v":976.86343797274662}]
[null,null,null,null,null,null,null,null,null,null,null,null,null,null,null,null,null,null,null,null,null,null,null,null,null,null,null,null,null,null,null,null,null,null,null,null,null,null,null,null,null,null,null,null,null,null,null,null,null,null,null,null,null,null,null,null,null,null,null,null,null,null,null,null,null,null,null,null,null,null,null,null,null,null,null,{"$f":"ROUNDDOWN((BZ8579-1)/24,0)+1","v":358},9,8577,{"$f":"OFFSET(EMP!$D$1,IF($CA$1,BX8579,366-BX8579),BY8579)","v":1164},{"$f":"IF(BZ8579=SUMIF(EMP!$AQ$51:$AQ$90,CB8578,EMP!$BK$51:$BK$90),CB8578+1,CB8578)","v":10},851,{"$f":"SUMIF(EMP!$AQ$51:$AQ$90,CB8579,EMP!$BJ$51:$BJ$90)","v":976.86343797274662}]
[null,null,null,null,null,null,null,null,null,null,null,null,null,null,null,null,null,null,null,null,null,null,null,null,null,null,null,null,null,null,null,null,null,null,null,null,null,null,null,null,null,null,null,null,null,null,null,null,null,null,null,null,null,null,null,null,null,null,null,null,null,null,null,null,null,null,null,null,null,null,null,null,null,null,null,359,6,8598,{"$f":"OFFSET(EMP!$D$1,IF($CA$1,BX8600,366-BX8600),BY8600)","v":1150},{"$f":"IF(BZ8600=SUMIF(EMP!$AQ$51:$AQ$90,CB8599,EMP!$BK$51:$BK$90),CB8599+1,CB8599)","v":10},845,{"$f":"SUMIF(EMP!$AQ$51:$AQ$90,CB8600,EMP!$BJ$51:$BJ$90)","v":976.86343797274662}]
[null,null,null,null,null,null,null,null,null,null,null,null,null,null,null,null,null,null,null,null,null,null,null,null,null,null,null,null,null,null,null,null,null,null,null,null,null,null,null,null,null,null,null,null,null,null,null,null,null,null,null,null,null,null,null,null,null,null,null,null,null,null,null,null,null,null,null,null,null,null,null,null,null,null,null,359,23,8615,{"$f":"OFFSET(EMP!$D$1,IF($CA$1,BX8617,366-BX8617),BY8617)","v":1230},{"$f":"IF(BZ8617=SUMIF(EMP!$AQ$51:$AQ$90,CB8616,EMP!$BK$51:$BK$90),CB8616+1,CB8616)","v":10},840,{"$f":"SUMIF(EMP!$AQ$51:$AQ$90,CB8617,EMP!$BJ$51:$BJ$90)","v":976.86343797274662}]
[null,null,null,null,null,null,null,null,null,null,null,null,null,null,null,null,null,null,null,null,null,null,null,null,null,null,null,null,null,null,null,null,null,null,null,null,null,null,null,null,null,null,null,null,null,null,null,null,null,null,null,null,null,null,null,null,null,null,null,null,null,null,null,null,null,null,null,null,null,null,null,null,null,null,null,360,11,8627,{"$f":"OFFSET(EMP!$D$1,IF($CA$1,BX8629,366-BX8629),BY8629)","v":1060},{"$f":"IF(BZ8629=SUMIF(EMP!$AQ$51:$AQ$90,CB8628,EMP!$BK$51:$BK$90),CB8628+1,CB8628)","v":10},835,{"$f":"SUMIF(EMP!$AQ$51:$AQ$90,CB8629,EMP!$BJ$51:$BJ$90)","v":976.86343797274662}]
[null,null,null,null,null,null,null,null,null,null,null,null,null,null,null,null,null,null,null,null,null,null,null,null,null,null,null,null,null,null,null,null,null,null,null,null,null,null,null,null,null,null,null,null,null,null,null,null,null,null,null,null,null,null,null,null,null,null,null,null,null,null,null,null,null,null,null,null,null,null,null,null,null,null,null,360,21,8637,{"$f":"OFFSET(EMP!$D$1,IF($CA$1,BX8639,366-BX8639),BY8639)","v":1329},{"$f":"IF(BZ8639=SUMIF(EMP!$AQ$51:$AQ$90,CB8638,EMP!$BK$51:$BK$90),CB8638+1,CB8638)","v":10},831,{"$f":"SUMIF(EMP!$AQ$51:$AQ$90,CB8639,EMP!$BJ$51:$BJ$90)","v":976.86343797274662}]
[null,null,null,null,null,null,null,null,null,null,null,null,null,null,null,null,null,null,null,null,null,null,null,null,null,null,null,null,null,null,null,null,null,null,null,null,null,null,null,null,null,null,null,null,null,null,null,null,null,null,null,null,null,null,null,null,null,null,null,null,null,null,null,null,null,null,null,null,null,null,null,null,null,null,null,360,22,8638,{"$f":"OFFSET(EMP!$D$1,IF($CA$1,BX8640,366-BX8640),BY8640)","v":1313},{"$f":"IF(BZ8640=SUMIF(EMP!$AQ$51:$AQ$90,CB8639,EMP!$BK$51:$BK$90),CB8639+1,CB8639)","v":10},831,{"$f":"SUMIF(EMP!$AQ$51:$AQ$90,CB8640,EMP!$BJ$51:$BJ$90)","v":976.86343797274662}]
[null,null,null,null,null,null,null,null,null,null,null,null,null,null,null,null,null,null,null,null,null,null,null,null,null,null,null,null,null,null,null,null,null,null,null,null,null,null,null,null,null,null,null,null,null,null,null,null,null,null,null,null,null,null,null,null,null,null,null,null,null,null,null,null,null,null,null,null,null,null,null,null,null,null,null,360,23,8639,{"$f":"OFFSET(EMP!$D$1,IF($CA$1,BX8641,366-BX8641),BY8641)","v":1227},{"$f":"IF(BZ8641=SUMIF(EMP!$AQ$51:$AQ$90,CB8640,EMP!$BK$51:$BK$90),CB8640+1,CB8640)","v":10},830,{"$f":"SUMIF(EMP!$AQ$51:$AQ$90,CB8641,EMP!$BJ$51:$BJ$90)","v":976.86343797274662}]
[null,null,null,null,null,null,null,null,null,null,null,null,null,null,null,null,null,null,null,null,null,null,null,null,null,null,null,null,null,null,null,null,null,null,null,null,null,null,null,null,null,null,null,null,null,null,null,null,null,null,null,null,null,null,null,null,null,null,null,null,null,null,null,null,null,null,null,null,null,null,null,null,null,null,null,360,24,8640,{"$f":"OFFSET(EMP!$D$1,IF($CA$1,BX8642,366-BX8642),BY8642)","v":1167},{"$f":"IF(BZ8642=SUMIF(EMP!$AQ$51:$AQ$90,CB8641,EMP!$BK$51:$BK$90),CB8641+1,CB8641)","v":10},830,{"$f":"SUMIF(EMP!$AQ$51:$AQ$90,CB8642,EMP!$BJ$51:$BJ$90)","v":976.86343797274662}]
[null,null,null,null,null,null,null,null,null,null,null,null,null,null,null,null,null,null,null,null,null,null,null,null,null,null,null,null,null,null,null,null,null,null,null,null,null,null,null,null,null,null,null,null,null,null,null,null,null,null,null,null,null,null,null,null,null,null,null,null,null,null,null,null,null,null,null,null,null,null,null,null,null,null,null,{"$f":"ROUNDDOWN((BZ8643-1)/24,0)+1","v":361},1,8641,{"$f":"OFFSET(EMP!$D$1,IF($CA$1,BX8643,366-BX8643),BY8643)","v":1141},{"$f":"IF(BZ8643=SUMIF(EMP!$AQ$51:$AQ$90,CB8642,EMP!$BK$51:$BK$90),CB8642+1,CB8642)","v":10},830,{"$f":"SUMIF(EMP!$AQ$51:$AQ$90,CB8643,EMP!$BJ$51:$BJ$90)","v":976.86343797274662}]
[null,null,null,null,null,null,null,null,null,null,null,null,null,null,null,null,null,null,null,null,null,null,null,null,null,null,null,null,null,null,null,null,null,null,null,null,null,null,null,null,null,null,null,null,null,null,null,null,null,null,null,null,null,null,null,null,null,null,null,null,null,null,null,null,null,null,null,null,null,null,null,null,null,null,null,361,2,{"$f":"BZ8643+1","v":8642},{"$f":"OFFSET(EMP!$D$1,IF($CA$1,BX8644,366-BX8644),BY8644)","v":1114},{"$f":"IF(BZ8644=SUMIF(EMP!$AQ$51:$AQ$90,CB8643,EMP!$BK$51:$BK$90),CB8643+1,CB8643)","v":10},829,{"$f":"SUMIF(EMP!$AQ$51:$AQ$90,CB8644,EMP!$BJ$51:$BJ$90)","v":976.86343797274662}]
[null,null,null,null,null,null,null,null,null,null,null,null,null,null,null,null,null,null,null,null,null,null,null,null,null,null,null,null,null,null,null,null,null,null,null,null,null,null,null,null,null,null,null,null,null,null,null,null,null,null,null,null,null,null,null,null,null,null,null,null,null,null,null,null,null,null,null,null,null,null,null,null,null,null,null,361,3,8643,{"$f":"OFFSET(EMP!$D$1,IF($CA$1,BX8645,366-BX8645),BY8645)","v":1101},{"$f":"IF(BZ8645=SUMIF(EMP!$AQ$51:$AQ$90,CB8644,EMP!$BK$51:$BK$90),CB8644+1,CB8644)","v":10},829,{"$f":"SUMIF(EMP!$AQ$51:$AQ$90,CB8645,EMP!$BJ$51:$BJ$90)","v":976.86343797274662}]
[null,null,null,null,null,null,null,null,null,null,null,null,null,null,null,null,null,null,null,null,null,null,null,null,null,null,null,null,null,null,null,null,null,null,null,null,null,null,null,null,null,null,null,null,null,null,null,null,null,null,null,null,null,null,null,null,null,null,null,null,null,null,null,null,null,null,null,null,null,null,null,null,null,null,null,361,4,8644,{"$f":"OFFSET(EMP!$D$1,IF($CA$1,BX8646,366-BX8646),BY8646)","v":1078},{"$f":"IF(BZ8646=SUMIF(EMP!$AQ$51:$AQ$90,CB8645,EMP!$BK$51:$BK$90),CB8645+1,CB8645)","v":10},829,{"$f":"SUMIF(EMP!$AQ$51:$AQ$90,CB8646,EMP!$BJ$51:$BJ$90)","v":976.86343797274662}]
[null,null,null,null,null,null,null,null,null,null,null,null,null,null,null,null,null,null,null,null,null,null,null,null,null,null,null,null,null,null,null,null,null,null,null,null,null,null,null,null,null,null,null,null,null,null,null,null,null,null,null,null,null,null,null,null,null,null,null,null,null,null,null,null,null,null,null,null,null,null,null,null,null,null,null,361,5,8645,{"$f":"OFFSET(EMP!$D$1,IF($CA$1,BX8647,366-BX8647),BY8647)","v":1069},{"$f":"IF(BZ8647=SUMIF(EMP!$AQ$51:$AQ$90,CB8646,EMP!$BK$51:$BK$90),CB8646+1,CB8646)","v":10},829,{"$f":"SUMIF(EMP!$AQ$51:$AQ$90,CB8647,EMP!$BJ$51:$BJ$90)","v":976.86343797274662}]
[null,null,null,null,null,null,null,null,null,null,null,null,null,null,null,null,null,null,null,null,null,null,null,null,null,null,null,null,null,null,null,null,null,null,null,null,null,null,null,null,null,null,null,null,null,null,null,null,null,null,null,null,null,null,null,null,null,null,null,null,null,null,null,null,null,null,null,null,null,null,null,null,null,null,null,361,6,8646,{"$f":"OFFSET(EMP!$D$1,IF($CA$1,BX8648,366-BX8648),BY8648)","v":1081},{"$f":"IF(BZ8648=SUMIF(EMP!$AQ$51:$AQ$90,CB8647,EMP!$BK$51:$BK$90),CB8647+1,CB8647)","v":10},827,{"$f":"SUMIF(EMP!$AQ$51:$AQ$90,CB8648,EMP!$BJ$51:$BJ$90)","v":976.86343797274662}]
[null,null,null,null,null,null,null,null,null,null,null,null,null,null,null,null,null,null,null,null,null,null,null,null,null,null,null,null,null,null,null,null,null,null,null,null,null,null,null,null,null,null,null,null,null,null,null,null,null,null,null,null,null,null,null,null,null,null,null,null,null,null,null,null,null,null,null,null,null,null,null,null,null,null,null,361,7,8647,{"$f":"OFFSET(EMP!$D$1,IF($CA$1,BX8649,366-BX8649),BY8649)","v":1028},{"$f":"IF(BZ8649=SUMIF(EMP!$AQ$51:$AQ$90,CB8648,EMP!$BK$51:$BK$90),CB8648+1,CB8648)","v":10},826,{"$f":"SUMIF(EMP!$AQ$51:$AQ$90,CB8649,EMP!$BJ$51:$BJ$90)","v":976.86343797274662}]
[null,null,null,null,null,null,null,null,null,null,null,null,null,null,null,null,null,null,null,null,null,null,null,null,null,null,null,null,null,null,null,null,null,null,null,null,null,null,null,null,null,null,null,null,null,null,null,null,null,null,null,null,null,null,null,null,null,null,null,null,null,null,null,null,null,null,null,null,null,null,null,null,null,null,null,361,8,8648,{"$f":"OFFSET(EMP!$D$1,IF($CA$1,BX8650,366-BX8650),BY8650)","v":1036},{"$f":"IF(BZ8650=SUMIF(EMP!$AQ$51:$AQ$90,CB8649,EMP!$BK$51:$BK$90),CB8649+1,CB8649)","v":10},826,{"$f":"SUMIF(EMP!$AQ$51:$AQ$90,CB8650,EMP!$BJ$51:$BJ$90)","v":976.86343797274662}]
[null,null,null,null,null,null,null,null,null,null,null,null,null,null,null,null,null,null,null,null,null,null,null,null,null,null,null,null,null,null,null,null,null,null,null,null,null,null,null,null,null,null,null,null,null,null,null,null,null,null,null,null,null,null,null,null,null,null,null,null,null,null,null,null,null,null,null,null,null,null,null,null,null,null,null,361,9,8649,{"$f":"OFFSET(EMP!$D$1,IF($CA$1,BX8651,366-BX8651),BY8651)","v":1030},{"$f":"IF(BZ8651=SUMIF(EMP!$AQ$51:$AQ$90,CB8650,EMP!$BK$51:$BK$90),CB8650+1,CB8650)","v":10},826,{"$f":"SUMIF(EMP!$AQ$51:$AQ$90,CB8651,EMP!$BJ$51:$BJ$90)","v":976.86343797274662}]
[null,null,null,null,null,null,null,null,null,null,null,null,null,null,null,null,null,null,null,null,null,null,null,null,null,null,null,null,null,null,null,null,null,null,null,null,null,null,null,null,null,null,null,null,null,null,null,null,null,null,null,null,null,null,null,null,null,null,null,null,null,null,null,null,null,null,null,null,null,null,null,null,null,null,null,361,10,8650,{"$f":"OFFSET(EMP!$D$1,IF($CA$1,BX8652,366-BX8652),BY8652)","v":995},{"$f":"IF(BZ8652=SUMIF(EMP!$AQ$51:$AQ$90,CB8651,EMP!$BK$51:$BK$90),CB8651+1,CB8651)","v":10},826,{"$f":"SUMIF(EMP!$AQ$51:$AQ$90,CB8652,EMP!$BJ$51:$BJ$90)","v":976.86343797274662}]
[null,null,null,null,null,null,null,null,null,null,null,null,null,null,null,null,null,null,null,null,null,null,null,null,null,null,null,null,null,null,null,null,null,null,null,null,null,null,null,null,null,null,null,null,null,null,null,null,null,null,null,null,null,null,null,null,null,null,null,null,null,null,null,null,null,null,null,null,null,null,null,null,null,null,null,361,11,8651,{"$f":"OFFSET(EMP!$D$1,IF($CA$1,BX8653,366-BX8653),BY8653)","v":877},{"$f":"IF(BZ8653=SUMIF(EMP!$AQ$51:$AQ$90,CB8652,EMP!$BK$51:$BK$90),CB8652+1,CB8652)","v":10},825,{"$f":"SUMIF(EMP!$AQ$51:$AQ$90,CB8653,EMP!$BJ$51:$BJ$90)","v":976.86343797274662}]
[null,null,null,null,null,null,null,null,null,null,null,null,null,null,null,null,null,null,null,null,null,null,null,null,null,null,null,null,null,null,null,null,null,null,null,null,null,null,null,null,null,null,null,null,null,null,null,null,null,null,null,null,null,null,null,null,null,null,null,null,null,null,null,null,null,null,null,null,null,null,null,null,null,null,null,361,12,8652,{"$f":"OFFSET(EMP!$D$1,IF($CA$1,BX8654,366-BX8654),BY8654)","v":984},{"$f":"IF(BZ8654=SUMIF(EMP!$AQ$51:$AQ$90,CB8653,EMP!$BK$51:$BK$90),CB8653+1,CB8653)","v":10},825,{"$f":"SUMIF(EMP!$AQ$51:$AQ$90,CB8654,EMP!$BJ$51:$BJ$90)","v":976.86343797274662}]
[null,null,null,null,null,null,null,null,null,null,null,null,null,null,null,null,null,null,null,null,null,null,null,null,null,null,null,null,null,null,null,null,null,null,null,null,null,null,null,null,null,null,null,null,null,null,null,null,null,null,null,null,null,null,null,null,null,null,null,null,null,null,null,null,null,null,null,null,null,null,null,null,null,null,null,361,13,8653,{"$f":"OFFSET(EMP!$D$1,IF($CA$1,BX8655,366-BX8655),BY8655)","v":1017},{"$f":"IF(BZ8655=SUMIF(EMP!$AQ$51:$AQ$90,CB8654,EMP!$BK$51:$BK$90),CB8654+1,CB8654)","v":10},825,{"$f":"SUMIF(EMP!$AQ$51:$AQ$90,CB8655,EMP!$BJ$51:$BJ$90)","v":976.86343797274662}]
[null,null,null,null,null,null,null,null,null,null,null,null,null,null,null,null,null,null,null,null,null,null,null,null,null,null,null,null,null,null,null,null,null,null,null,null,null,null,null,null,null,null,null,null,null,null,null,null,null,null,null,null,null,null,null,null,null,null,null,null,null,null,null,null,null,null,null,null,null,null,null,null,null,null,null,361,14,8654,{"$f":"OFFSET(EMP!$D$1,IF($CA$1,BX8656,366-BX8656),BY8656)","v":1068},{"$f":"IF(BZ8656=SUMIF(EMP!$AQ$51:$AQ$90,CB8655,EMP!$BK$51:$BK$90),CB8655+1,CB8655)","v":10},825,{"$f":"SUMIF(EMP!$AQ$51:$AQ$90,CB8656,EMP!$BJ$51:$BJ$90)","v":976.86343797274662}]
[null,null,null,null,null,null,null,null,null,null,null,null,null,null,null,null,null,null,null,null,null,null,null,null,null,null,null,null,null,null,null,null,null,null,null,null,null,null,null,null,null,null,null,null,null,null,null,null,null,null,null,null,null,null,null,null,null,null,null,null,null,null,null,null,null,null,null,null,null,null,null,null,null,null,null,361,15,8655,{"$f":"OFFSET(EMP!$D$1,IF($CA$1,BX8657,366-BX8657),BY8657)","v":1065},{"$f":"IF(BZ8657=SUMIF(EMP!$AQ$51:$AQ$90,CB8656,EMP!$BK$51:$BK$90),CB8656+1,CB8656)","v":10},824,{"$f":"SUMIF(EMP!$AQ$51:$AQ$90,CB8657,EMP!$BJ$51:$BJ$90)","v":976.86343797274662}]
[null,null,null,null,null,null,null,null,null,null,null,null,null,null,null,null,null,null,null,null,null,null,null,null,null,null,null,null,null,null,null,null,null,null,null,null,null,null,null,null,null,null,null,null,null,null,null,null,null,null,null,null,null,null,null,null,null,null,null,null,null,null,null,null,null,null,null,null,null,null,null,null,null,null,null,361,16,8656,{"$f":"OFFSET(EMP!$D$1,IF($CA$1,BX8658,366-BX8658),BY8658)","v":1050},{"$f":"IF(BZ8658=SUMIF(EMP!$AQ$51:$AQ$90,CB8657,EMP!$BK$51:$BK$90),CB8657+1,CB8657)","v":10},823,{"$f":"SUMIF(EMP!$AQ$51:$AQ$90,CB8658,EMP!$BJ$51:$BJ$90)","v":976.86343797274662}]
[null,null,null,null,null,null,null,null,null,null,null,null,null,null,null,null,null,null,null,null,null,null,null,null,null,null,null,null,null,null,null,null,null,null,null,null,null,null,null,null,null,null,null,null,null,null,null,null,null,null,null,null,null,null,null,null,null,null,null,null,null,null,null,null,null,null,null,null,null,null,null,null,null,null,null,361,17,8657,{"$f":"OFFSET(EMP!$D$1,IF($CA$1,BX8659,366-BX8659),BY8659)","v":1066},{"$f":"IF(BZ8659=SUMIF(EMP!$AQ$51:$AQ$90,CB8658,EMP!$BK$51:$BK$90),CB8658+1,CB8658)","v":10},822,{"$f":"SUMIF(EMP!$AQ$51:$AQ$90,CB8659,EMP!$BJ$51:$BJ$90)","v":976.86343797274662}]
[null,null,null,null,null,null,null,null,null,null,null,null,null,null,null,null,null,null,null,null,null,null,null,null,null,null,null,null,null,null,null,null,null,null,null,null,null,null,null,null,null,null,null,null,null,null,null,null,null,null,null,null,null,null,null,null,null,null,null,null,null,null,null,null,null,null,null,null,null,null,null,null,null,null,null,361,18,8658,{"$f":"OFFSET(EMP!$D$1,IF($CA$1,BX8660,366-BX8660),BY8660)","v":1140},{"$f":"IF(BZ8660=SUMIF(EMP!$AQ$51:$AQ$90,CB8659,EMP!$BK$51:$BK$90),CB8659+1,CB8659)","v":10},822,{"$f":"SUMIF(EMP!$AQ$51:$AQ$90,CB8660,EMP!$BJ$51:$BJ$90)","v":976.86343797274662}]
[null,null,null,null,null,null,null,null,null,null,null,null,null,null,null,null,null,null,null,null,null,null,null,null,null,null,null,null,null,null,null,null,null,null,null,null,null,null,null,null,null,null,null,null,null,null,null,null,null,null,null,null,null,null,null,null,null,null,null,null,null,null,null,null,null,null,null,null,null,null,null,null,null,null,null,361,19,8659,{"$f":"OFFSET(EMP!$D$1,IF($CA$1,BX8661,366-BX8661),BY8661)","v":1312},{"$f":"IF(BZ8661=SUMIF(EMP!$AQ$51:$AQ$90,CB8660,EMP!$BK$51:$BK$90),CB8660+1,CB8660)","v":10},822,{"$f":"SUMIF(EMP!$AQ$51:$AQ$90,CB8661,EMP!$BJ$51:$BJ$90)","v":976.86343797274662}]
[null,null,null,null,null,null,null,null,null,null,null,null,null,null,null,null,null,null,null,null,null,null,null,null,null,null,null,null,null,null,null,null,null,null,null,null,null,null,null,null,null,null,null,null,null,null,null,null,null,null,null,null,null,null,null,null,null,null,null,null,null,null,null,null,null,null,null,null,null,null,null,null,null,null,null,361,20,8660,{"$f":"OFFSET(EMP!$D$1,IF($CA$1,BX8662,366-BX8662),BY8662)","v":1355},{"$f":"IF(BZ8662=SUMIF(EMP!$AQ$51:$AQ$90,CB8661,EMP!$BK$51:$BK$90),CB8661+1,CB8661)","v":10},822,{"$f":"SUMIF(EMP!$AQ$51:$AQ$90,CB8662,EMP!$BJ$51:$BJ$90)","v":976.86343797274662}]
[null,null,null,null,null,null,null,null,null,null,null,null,null,null,null,null,null,null,null,null,null,null,null,null,null,null,null,null,null,null,null,null,null,null,null,null,null,null,null,null,null,null,null,null,null,null,null,null,null,null,null,null,null,null,null,null,null,null,null,null,null,null,null,null,null,null,null,null,null,null,null,null,null,null,null,361,21,8661,{"$f":"OFFSET(EMP!$D$1,IF($CA$1,BX8663,366-BX8663),BY8663)","v":1339},{"$f":"IF(BZ8663=SUMIF(EMP!$AQ$51:$AQ$90,CB8662,EMP!$BK$51:$BK$90),CB8662+1,CB8662)","v":10},821,{"$f":"SUMIF(EMP!$AQ$51:$AQ$90,CB8663,EMP!$BJ$51:$BJ$90)","v":976.86343797274662}]
[null,null,null,null,null,null,null,null,null,null,null,null,null,null,null,null,null,null,null,null,null,null,null,null,null,null,null,null,null,null,null,null,null,null,null,null,null,null,null,null,null,null,null,null,null,null,null,null,null,null,null,null,null,null,null,null,null,null,null,null,null,null,null,null,null,null,null,null,null,null,null,null,null,null,null,361,22,8662,{"$f":"OFFSET(EMP!$D$1,IF($CA$1,BX8664,366-BX8664),BY8664)","v":1312},{"$f":"IF(BZ8664=SUMIF(EMP!$AQ$51:$AQ$90,CB8663,EMP!$BK$51:$BK$90),CB8663+1,CB8663)","v":10},820,{"$f":"SUMIF(EMP!$AQ$51:$AQ$90,CB8664,EMP!$BJ$51:$BJ$90)","v":976.86343797274662}]
[null,null,null,null,null,null,null,null,null,null,null,null,null,null,null,null,null,null,null,null,null,null,null,null,null,null,null,null,null,null,null,null,null,null,null,null,null,null,null,null,null,null,null,null,null,null,null,null,null,null,null,null,null,null,null,null,null,null,null,null,null,null,null,null,null,null,null,null,null,null,null,null,null,null,null,361,23,8663,{"$f":"OFFSET(EMP!$D$1,IF($CA$1,BX8665,366-BX8665),BY8665)","v":1246},{"$f":"IF(BZ8665=SUMIF(EMP!$AQ$51:$AQ$90,CB8664,EMP!$BK$51:$BK$90),CB8664+1,CB8664)","v":10},820,{"$f":"SUMIF(EMP!$AQ$51:$AQ$90,CB8665,EMP!$BJ$51:$BJ$90)","v":976.86343797274662}]
[null,null,null,null,null,null,null,null,null,null,null,null,null,null,null,null,null,null,null,null,null,null,null,null,null,null,null,null,null,null,null,null,null,null,null,null,null,null,null,null,null,null,null,null,null,null,null,null,null,null,null,null,null,null,null,null,null,null,null,null,null,null,null,null,null,null,null,null,null,null,null,null,null,null,null,361,24,8664,{"$f":"OFFSET(EMP!$D$1,IF($CA$1,BX8666,366-BX8666),BY8666)","v":1157},{"$f":"IF(BZ8666=SUMIF(EMP!$AQ$51:$AQ$90,CB8665,EMP!$BK$51:$BK$90),CB8665+1,CB8665)","v":10},819,{"$f":"SUMIF(EMP!$AQ$51:$AQ$90,CB8666,EMP!$BJ$51:$BJ$90)","v":976.86343797274662}]
[null,null,null,null,null,null,null,null,null,null,null,null,null,null,null,null,null,null,null,null,null,null,null,null,null,null,null,null,null,null,null,null,null,null,null,null,null,null,null,null,null,null,null,null,null,null,null,null,null,null,null,null,null,null,null,null,null,null,null,null,null,null,null,null,null,null,null,null,null,null,null,null,null,null,null,362,{"$f":"BY8643","v":1},8665,{"$f":"OFFSET(EMP!$D$1,IF($CA$1,BX8667,366-BX8667),BY8667)","v":1138},{"$f":"IF(BZ8667=SUMIF(EMP!$AQ$51:$AQ$90,CB8666,EMP!$BK$51:$BK$90),CB8666+1,CB8666)","v":10},819,{"$f":"SUMIF(EMP!$AQ$51:$AQ$90,CB8667,EMP!$BJ$51:$BJ$90)","v":976.86343797274662}]
[null,null,null,null,null,null,null,null,null,null,null,null,null,null,null,null,null,null,null,null,null,null,null,null,null,null,null,null,null,null,null,null,null,null,null,null,null,null,null,null,null,null,null,null,null,null,null,null,null,null,null,null,null,null,null,null,null,null,null,null,null,null,null,null,null,null,null,null,null,null,null,null,null,null,null,362,2,8666,{"$f":"OFFSET(EMP!$D$1,IF($CA$1,BX8668,366-BX8668),BY8668)","v":1104},{"$f":"IF(BZ8668=SUMIF(EMP!$AQ$51:$AQ$90,CB8667,EMP!$BK$51:$BK$90),CB8667+1,CB8667)","v":10},818,{"$f":"SUMIF(EMP!$AQ$51:$AQ$90,CB8668,EMP!$BJ$51:$BJ$90)","v":976.86343797274662}]
[null,null,null,null,null,null,null,null,null,null,null,null,null,null,null,null,null,null,null,null,null,null,null,null,null,null,null,null,null,null,null,null,null,null,null,null,null,null,null,null,null,null,null,null,null,null,null,null,null,null,null,null,null,null,null,null,null,null,null,null,null,null,null,null,null,null,null,null,null,null,null,null,null,null,null,362,3,8667,{"$f":"OFFSET(EMP!$D$1,IF($CA$1,BX8669,366-BX8669),BY8669)","v":1096},{"$f":"IF(BZ8669=SUMIF(EMP!$AQ$51:$AQ$90,CB8668,EMP!$BK$51:$BK$90),CB8668+1,CB8668)","v":10},818,{"$f":"SUMIF(EMP!$AQ$51:$AQ$90,CB8669,EMP!$BJ$51:$BJ$90)","v":976.86343797274662}]
[null,null,null,null,null,null,null,null,null,null,null,null,null,null,null,null,null,null,null,null,null,null,null,null,null,null,null,null,null,null,null,null,null,null,null,null,null,null,null,null,null,null,null,null,null,null,null,null,null,null,null,null,null,null,null,null,null,null,null,null,null,null,null,null,null,null,null,null,null,null,null,null,null,null,null,362,4,8668,{"$f":"OFFSET(EMP!$D$1,IF($CA$1,BX8670,366-BX8670),BY8670)","v":1087},{"$f":"IF(BZ8670=SUMIF(EMP!$AQ$51:$AQ$90,CB8669,EMP!$BK$51:$BK$90),CB8669+1,CB8669)","v":10},818,{"$f":"SUMIF(EMP!$AQ$51:$AQ$90,CB8670,EMP!$BJ$51:$BJ$90)","v":976.86343797274662}]
[null,null,null,null,null,null,null,null,null,null,null,null,null,null,null,null,null,null,null,null,null,null,null,null,null,null,null,null,null,null,null,null,null,null,null,null,null,null,null,null,null,null,null,null,null,null,null,null,null,null,null,null,null,null,null,null,null,null,null,null,null,null,null,null,null,null,null,null,null,null,null,null,null,null,null,362,5,8669,{"$f":"OFFSET(EMP!$D$1,IF($CA$1,BX8671,366-BX8671),BY8671)","v":1090},{"$f":"IF(BZ8671=SUMIF(EMP!$AQ$51:$AQ$90,CB8670,EMP!$BK$51:$BK$90),CB8670+1,CB8670)","v":10},816,{"$f":"SUMIF(EMP!$AQ$51:$AQ$90,CB8671,EMP!$BJ$51:$BJ$90)","v":976.86343797274662}]
[null,null,null,null,null,null,null,null,null,null,null,null,null,null,null,null,null,null,null,null,null,null,null,null,null,null,null,null,null,null,null,null,null,null,null,null,null,null,null,null,null,null,null,null,null,null,null,null,null,null,null,null,null,null,null,null,null,null,null,null,null,null,null,null,null,null,null,null,null,null,null,null,null,null,null,362,6,8670,{"$f":"OFFSET(EMP!$D$1,IF($CA$1,BX8672,366-BX8672),BY8672)","v":1079},{"$f":"IF(BZ8672=SUMIF(EMP!$AQ$51:$AQ$90,CB8671,EMP!$BK$51:$BK$90),CB8671+1,CB8671)","v":10},816,{"$f":"SUMIF(EMP!$AQ$51:$AQ$90,CB8672,EMP!$BJ$51:$BJ$90)","v":976.86343797274662}]
[null,null,null,null,null,null,null,null,null,null,null,null,null,null,null,null,null,null,null,null,null,null,null,null,null,null,null,null,null,null,null,null,null,null,null,null,null,null,null,null,null,null,null,null,null,null,null,null,null,null,null,null,null,null,null,null,null,null,null,null,null,null,null,null,null,null,null,null,null,null,null,null,null,null,null,362,7,8671,{"$f":"OFFSET(EMP!$D$1,IF($CA$1,BX8673,366-BX8673),BY8673)","v":996},{"$f":"IF(BZ8673=SUMIF(EMP!$AQ$51:$AQ$90,CB8672,EMP!$BK$51:$BK$90),CB8672+1,CB8672)","v":10},816,{"$f":"SUMIF(EMP!$AQ$51:$AQ$90,CB8673,EMP!$BJ$51:$BJ$90)","v":976.86343797274662}]
[null,null,null,null,null,null,null,null,null,null,null,null,null,null,null,null,null,null,null,null,null,null,null,null,null,null,null,null,null,null,null,null,null,null,null,null,null,null,null,null,null,null,null,null,null,null,null,null,null,null,null,null,null,null,null,null,null,null,null,null,null,null,null,null,null,null,null,null,null,null,null,null,null,null,null,362,8,8672,{"$f":"OFFSET(EMP!$D$1,IF($CA$1,BX8674,366-BX8674),BY8674)","v":1022},{"$f":"IF(BZ8674=SUMIF(EMP!$AQ$51:$AQ$90,CB8673,EMP!$BK$51:$BK$90),CB8673+1,CB8673)","v":10},815,{"$f":"SUMIF(EMP!$AQ$51:$AQ$90,CB8674,EMP!$BJ$51:$BJ$90)","v":976.86343797274662}]
[null,null,null,null,null,null,null,null,null,null,null,null,null,null,null,null,null,null,null,null,null,null,null,null,null,null,null,null,null,null,null,null,null,null,null,null,null,null,null,null,null,null,null,null,null,null,null,null,null,null,null,null,null,null,null,null,null,null,null,null,null,null,null,null,null,null,null,null,null,null,null,null,null,null,null,362,9,8673,{"$f":"OFFSET(EMP!$D$1,IF($CA$1,BX8675,366-BX8675),BY8675)","v":1067},{"$f":"IF(BZ8675=SUMIF(EMP!$AQ$51:$AQ$90,CB8674,EMP!$BK$51:$BK$90),CB8674+1,CB8674)","v":10},813,{"$f":"SUMIF(EMP!$AQ$51:$AQ$90,CB8675,EMP!$BJ$51:$BJ$90)","v":976.86343797274662}]
[null,null,null,null,null,null,null,null,null,null,null,null,null,null,null,null,null,null,null,null,null,null,null,null,null,null,null,null,null,null,null,null,null,null,null,null,null,null,null,null,null,null,null,null,null,null,null,null,null,null,null,null,null,null,null,null,null,null,null,null,null,null,null,null,null,null,null,null,null,null,null,null,null,null,null,362,10,8674,{"$f":"OFFSET(EMP!$D$1,IF($CA$1,BX8676,366-BX8676),BY8676)","v":1090},{"$f":"IF(BZ8676=SUMIF(EMP!$AQ$51:$AQ$90,CB8675,EMP!$BK$51:$BK$90),CB8675+1,CB8675)","v":10},813,{"$f":"SUMIF(EMP!$AQ$51:$AQ$90,CB8676,EMP!$BJ$51:$BJ$90)","v":976.86343797274662}]
[null,null,null,null,null,null,null,null,null,null,null,null,null,null,null,null,null,null,null,null,null,null,null,null,null,null,null,null,null,null,null,null,null,null,null,null,null,null,null,null,null,null,null,null,null,null,null,null,null,null,null,null,null,null,null,null,null,null,null,null,null,null,null,null,null,null,null,null,null,null,null,null,null,null,null,362,11,8675,{"$f":"OFFSET(EMP!$D$1,IF($CA$1,BX8677,366-BX8677),BY8677)","v":1072},{"$f":"IF(BZ8677=SUMIF(EMP!$AQ$51:$AQ$90,CB8676,EMP!$BK$51:$BK$90),CB8676+1,CB8676)","v":10},812,{"$f":"SUMIF(EMP!$AQ$51:$AQ$90,CB8677,EMP!$BJ$51:$BJ$90)","v":976.86343797274662}]
[null,null,null,null,null,null,null,null,null,null,null,null,null,null,null,null,null,null,null,null,null,null,null,null,null,null,null,null,null,null,null,null,null,null,null,null,null,null,null,null,null,null,null,null,null,null,null,null,null,null,null,null,null,null,null,null,null,null,null,null,null,null,null,null,null,null,null,null,null,null,null,null,null,null,null,362,12,8676,{"$f":"OFFSET(EMP!$D$1,IF($CA$1,BX8678,366-BX8678),BY8678)","v":1099},{"$f":"IF(BZ8678=SUMIF(EMP!$AQ$51:$AQ$90,CB8677,EMP!$BK$51:$BK$90),CB8677+1,CB8677)","v":10},812,{"$f":"SUMIF(EMP!$AQ$51:$AQ$90,CB8678,EMP!$BJ$51:$BJ$90)","v":976.86343797274662}]
[null,null,null,null,null,null,null,null,null,null,null,null,null,null,null,null,null,null,null,null,null,null,null,null,null,null,null,null,null,null,null,null,null,null,null,null,null,null,null,null,null,null,null,null,null,null,null,null,null,null,null,null,null,null,null,null,null,null,null,null,null,null,null,null,null,null,null,null,null,null,null,null,null,null,null,362,13,8677,{"$f":"OFFSET(EMP!$D$1,IF($CA$1,BX8679,366-BX8679),BY8679)","v":1087},{"$f":"IF(BZ8679=SUMIF(EMP!$AQ$51:$AQ$90,CB8678,EMP!$BK$51:$BK$90),CB8678+1,CB8678)","v":10},811,{"$f":"SUMIF(EMP!$AQ$51:$AQ$90,CB8679,EMP!$BJ$51:$BJ$90)","v":976.86343797274662}]
[null,null,null,null,null,null,null,null,null,null,null,null,null,null,null,null,null,null,null,null,null,null,null,null,null,null,null,null,null,null,null,null,null,null,null,null,null,null,null,null,null,null,null,null,null,null,null,null,null,null,null,null,null,null,null,null,null,null,null,null,null,null,null,null,null,null,null,null,null,null,null,null,null,null,null,362,14,8678,{"$f":"OFFSET(EMP!$D$1,IF($CA$1,BX8680,366-BX8680),BY8680)","v":1134},{"$f":"IF(BZ8680=SUMIF(EMP!$AQ$51:$AQ$90,CB8679,EMP!$BK$51:$BK$90),CB8679+1,CB8679)","v":10},811,{"$f":"SUMIF(EMP!$AQ$51:$AQ$90,CB8680,EMP!$BJ$51:$BJ$90)","v":976.86343797274662}]
[null,null,null,null,null,null,null,null,null,null,null,null,null,null,null,null,null,null,null,null,null,null,null,null,null,null,null,null,null,null,null,null,null,null,null,null,null,null,null,null,null,null,null,null,null,null,null,null,null,null,null,null,null,null,null,null,null,null,null,null,null,null,null,null,null,null,null,null,null,null,null,null,null,null,null,362,15,8679,{"$f":"OFFSET(EMP!$D$1,IF($CA$1,BX8681,366-BX8681),BY8681)","v":1029},{"$f":"IF(BZ8681=SUMIF(EMP!$AQ$51:$AQ$90,CB8680,EMP!$BK$51:$BK$90),CB8680+1,CB8680)","v":10},810,{"$f":"SUMIF(EMP!$AQ$51:$AQ$90,CB8681,EMP!$BJ$51:$BJ$90)","v":976.86343797274662}]
[null,null,null,null,null,null,null,null,null,null,null,null,null,null,null,null,null,null,null,null,null,null,null,null,null,null,null,null,null,null,null,null,null,null,null,null,null,null,null,null,null,null,null,null,null,null,null,null,null,null,null,null,null,null,null,null,null,null,null,null,null,null,null,null,null,null,null,null,null,null,null,null,null,null,null,362,16,8680,{"$f":"OFFSET(EMP!$D$1,IF($CA$1,BX8682,366-BX8682),BY8682)","v":1117},{"$f":"IF(BZ8682=SUMIF(EMP!$AQ$51:$AQ$90,CB8681,EMP!$BK$51:$BK$90),CB8681+1,CB8681)","v":10},810,{"$f":"SUMIF(EMP!$AQ$51:$AQ$90,CB8682,EMP!$BJ$51:$BJ$90)","v":976.86343797274662}]
[null,null,null,null,null,null,null,null,null,null,null,null,null,null,null,null,null,null,null,null,null,null,null,null,null,null,null,null,null,null,null,null,null,null,null,null,null,null,null,null,null,null,null,null,null,null,null,null,null,null,null,null,null,null,null,null,null,null,null,null,null,null,null,null,null,null,null,null,null,null,null,null,null,null,null,362,17,8681,{"$f":"OFFSET(EMP!$D$1,IF($CA$1,BX8683,366-BX8683),BY8683)","v":1123},{"$f":"IF(BZ8683=SUMIF(EMP!$AQ$51:$AQ$90,CB8682,EMP!$BK$51:$BK$90),CB8682+1,CB8682)","v":10},808,{"$f":"SUMIF(EMP!$AQ$51:$AQ$90,CB8683,EMP!$BJ$51:$BJ$90)","v":976.86343797274662}]
[null,null,null,null,null,null,null,null,null,null,null,null,null,null,null,null,null,null,null,null,null,null,null,null,null,null,null,null,null,null,null,null,null,null,null,null,null,null,null,null,null,null,null,null,null,null,null,null,null,null,null,null,null,null,null,null,null,null,null,null,null,null,null,null,null,null,null,null,null,null,null,null,null,null,null,362,18,8682,{"$f":"OFFSET(EMP!$D$1,IF($CA$1,BX8684,366-BX8684),BY8684)","v":1144},{"$f":"IF(BZ8684=SUMIF(EMP!$AQ$51:$AQ$90,CB8683,EMP!$BK$51:$BK$90),CB8683+1,CB8683)","v":10},808,{"$f":"SUMIF(EMP!$AQ$51:$AQ$90,CB8684,EMP!$BJ$51:$BJ$90)","v":976.86343797274662}]
[null,null,null,null,null,null,null,null,null,null,null,null,null,null,null,null,null,null,null,null,null,null,null,null,null,null,null,null,null,null,null,null,null,null,null,null,null,null,null,null,null,null,null,null,null,null,null,null,null,null,null,null,null,null,null,null,null,null,null,null,null,null,null,null,null,null,null,null,null,null,null,null,null,null,null,362,19,8683,{"$f":"OFFSET(EMP!$D$1,IF($CA$1,BX8685,366-BX8685),BY8685)","v":1346.9},{"$f":"IF(BZ8685=SUMIF(EMP!$AQ$51:$AQ$90,CB8684,EMP!$BK$51:$BK$90),CB8684+1,CB8684)","v":10},804,{"$f":"SUMIF(EMP!$AQ$51:$AQ$90,CB8685,EMP!$BJ$51:$BJ$90)","v":976.86343797274662}]
[null,null,null,null,null,null,null,null,null,null,null,null,null,null,null,null,null,null,null,null,null,null,null,null,null,null,null,null,null,null,null,null,null,null,null,null,null,null,null,null,null,null,null,null,null,null,null,null,null,null,null,null,null,null,null,null,null,null,null,null,null,null,null,null,null,null,null,null,null,null,null,null,null,null,null,362,20,8684,{"$f":"OFFSET(EMP!$D$1,IF($CA$1,BX8686,366-BX8686),BY8686)","v":1351.2},{"$f":"IF(BZ8686=SUMIF(EMP!$AQ$51:$AQ$90,CB8685,EMP!$BK$51:$BK$90),CB8685+1,CB8685)","v":10},802,{"$f":"SUMIF(EMP!$AQ$51:$AQ$90,CB8686,EMP!$BJ$51:$BJ$90)","v":976.86343797274662}]
[null,null,null,null,null,null,null,null,null,null,null,null,null,null,null,null,null,null,null,null,null,null,null,null,null,null,null,null,null,null,null,null,null,null,null,null,null,null,null,null,null,null,null,null,null,null,null,null,null,null,null,null,null,null,null,null,null,null,null,null,null,null,null,null,null,null,null,null,null,null,null,null,null,null,null,362,21,8685,{"$f":"OFFSET(EMP!$D$1,IF($CA$1,BX8687,366-BX8687),BY8687)","v":1358.4},{"$f":"IF(BZ8687=SUMIF(EMP!$AQ$51:$AQ$90,CB8686,EMP!$BK$51:$BK$90),CB8686+1,CB8686)","v":10},801,{"$f":"SUMIF(EMP!$AQ$51:$AQ$90,CB8687,EMP!$BJ$51:$BJ$90)","v":976.86343797274662}]
[null,null,null,null,null,null,null,null,null,null,null,null,null,null,null,null,null,null,null,null,null,null,null,null,null,null,null,null,null,null,null,null,null,null,null,null,null,null,null,null,null,null,null,null,null,null,null,null,null,null,null,null,null,null,null,null,null,null,null,null,null,null,null,null,null,null,null,null,null,null,null,null,null,null,null,362,22,8686,{"$f":"OFFSET(EMP!$D$1,IF($CA$1,BX8688,366-BX8688),BY8688)","v":1315.5},{"$f":"IF(BZ8688=SUMIF(EMP!$AQ$51:$AQ$90,CB8687,EMP!$BK$51:$BK$90),CB8687+1,CB8687)","v":10},799,{"$f":"SUMIF(EMP!$AQ$51:$AQ$90,CB8688,EMP!$BJ$51:$BJ$90)","v":976.86343797274662}]
[null,null,null,null,null,null,null,null,null,null,null,null,null,null,null,null,null,null,null,null,null,null,null,null,null,null,null,null,null,null,null,null,null,null,null,null,null,null,null,null,null,null,null,null,null,null,null,null,null,null,null,null,null,null,null,null,null,null,null,null,null,null,null,null,null,null,null,null,null,null,null,null,null,null,null,362,23,8687,{"$f":"OFFSET(EMP!$D$1,IF($CA$1,BX8689,366-BX8689),BY8689)","v":1260},{"$f":"IF(BZ8689=SUMIF(EMP!$AQ$51:$AQ$90,CB8688,EMP!$BK$51:$BK$90),CB8688+1,CB8688)","v":10},798,{"$f":"SUMIF(EMP!$AQ$51:$AQ$90,CB8689,EMP!$BJ$51:$BJ$90)","v":976.86343797274662}]
[null,null,null,null,null,null,null,null,null,null,null,null,null,null,null,null,null,null,null,null,null,null,null,null,null,null,null,null,null,null,null,null,null,null,null,null,null,null,null,null,null,null,null,null,null,null,null,null,null,null,null,null,null,null,null,null,null,null,null,null,null,null,null,null,null,null,null,null,null,null,null,null,null,null,null,362,24,8688,{"$f":"OFFSET(EMP!$D$1,IF($CA$1,BX8690,366-BX8690),BY8690)","v":1198},{"$f":"IF(BZ8690=SUMIF(EMP!$AQ$51:$AQ$90,CB8689,EMP!$BK$51:$BK$90),CB8689+1,CB8689)","v":10},797,{"$f":"SUMIF(EMP!$AQ$51:$AQ$90,CB8690,EMP!$BJ$51:$BJ$90)","v":976.86343797274662}]
[null,null,null,null,null,null,null,null,null,null,null,null,null,null,null,null,null,null,null,null,null,null,null,null,null,null,null,null,null,null,null,null,null,null,null,null,null,null,null,null,null,null,null,null,null,null,null,null,null,null,null,null,null,null,null,null,null,null,null,null,null,null,null,null,null,null,null,null,null,null,null,null,null,null,null,363,1,8689,{"$f":"OFFSET(EMP!$D$1,IF($CA$1,BX8691,366-BX8691),BY8691)","v":1160},{"$f":"IF(BZ8691=SUMIF(EMP!$AQ$51:$AQ$90,CB8690,EMP!$BK$51:$BK$90),CB8690+1,CB8690)","v":10},797,{"$f":"SUMIF(EMP!$AQ$51:$AQ$90,CB8691,EMP!$BJ$51:$BJ$90)","v":976.86343797274662}]
[null,null,null,null,null,null,null,null,null,null,null,null,null,null,null,null,null,null,null,null,null,null,null,null,null,null,null,null,null,null,null,null,null,null,null,null,null,null,null,null,null,null,null,null,null,null,null,null,null,null,null,null,null,null,null,null,null,null,null,null,null,null,null,null,null,null,null,null,null,null,null,null,null,null,null,363,2,8690,{"$f":"OFFSET(EMP!$D$1,IF($CA$1,BX8692,366-BX8692),BY8692)","v":1142},{"$f":"IF(BZ8692=SUMIF(EMP!$AQ$51:$AQ$90,CB8691,EMP!$BK$51:$BK$90),CB8691+1,CB8691)","v":10},795,{"$f":"SUMIF(EMP!$AQ$51:$AQ$90,CB8692,EMP!$BJ$51:$BJ$90)","v":976.86343797274662}]
[null,null,null,null,null,null,null,null,null,null,null,null,null,null,null,null,null,null,null,null,null,null,null,null,null,null,null,null,null,null,null,null,null,null,null,null,null,null,null,null,null,null,null,null,null,null,null,null,null,null,null,null,null,null,null,null,null,null,null,null,null,null,null,null,null,null,null,null,null,null,null,null,null,null,null,363,3,8691,{"$f":"OFFSET(EMP!$D$1,IF($CA$1,BX8693,366-BX8693),BY8693)","v":1126},{"$f":"IF(BZ8693=SUMIF(EMP!$AQ$51:$AQ$90,CB8692,EMP!$BK$51:$BK$90),CB8692+1,CB8692)","v":10},795,{"$f":"SUMIF(EMP!$AQ$51:$AQ$90,CB8693,EMP!$BJ$51:$BJ$90)","v":976.86343797274662}]
[null,null,null,null,null,null,null,null,null,null,null,null,null,null,null,null,null,null,null,null,null,null,null,null,null,null,null,null,null,null,null,null,null,null,null,null,null,null,null,null,null,null,null,null,null,null,null,null,null,null,null,null,null,null,null,null,null,null,null,null,null,null,null,null,null,null,null,null,null,null,null,null,null,null,null,363,4,8692,{"$f":"OFFSET(EMP!$D$1,IF($CA$1,BX8694,366-BX8694),BY8694)","v":1030},{"$f":"IF(BZ8694=SUMIF(EMP!$AQ$51:$AQ$90,CB8693,EMP!$BK$51:$BK$90),CB8693+1,CB8693)","v":10},794,{"$f":"SUMIF(EMP!$AQ$51:$AQ$90,CB8694,EMP!$BJ$51:$BJ$90)","v":976.86343797274662}]
[null,null,null,null,null,null,null,null,null,null,null,null,null,null,null,null,null,null,null,null,null,null,null,null,null,null,null,null,null,null,null,null,null,null,null,null,null,null,null,null,null,null,null,null,null,null,null,null,null,null,null,null,null,null,null,null,null,null,null,null,null,null,null,null,null,null,null,null,null,null,null,null,null,null,null,363,5,8693,{"$f":"OFFSET(EMP!$D$1,IF($CA$1,BX8695,366-BX8695),BY8695)","v":1027},{"$f":"IF(BZ8695=SUMIF(EMP!$AQ$51:$AQ$90,CB8694,EMP!$BK$51:$BK$90),CB8694+1,CB8694)","v":10},791,{"$f":"SUMIF(EMP!$AQ$51:$AQ$90,CB8695,EMP!$BJ$51:$BJ$90)","v":976.86343797274662}]
[null,null,null,null,null,null,null,null,null,null,null,null,null,null,null,null,null,null,null,null,null,null,null,null,null,null,null,null,null,null,null,null,null,null,null,null,null,null,null,null,null,null,null,null,null,null,null,null,null,null,null,null,null,null,null,null,null,null,null,null,null,null,null,null,null,null,null,null,null,null,null,null,null,null,null,363,6,8694,{"$f":"OFFSET(EMP!$D$1,IF($CA$1,BX8696,366-BX8696),BY8696)","v":1026},{"$f":"IF(BZ8696=SUMIF(EMP!$AQ$51:$AQ$90,CB8695,EMP!$BK$51:$BK$90),CB8695+1,CB8695)","v":10},789,{"$f":"SUMIF(EMP!$AQ$51:$AQ$90,CB8696,EMP!$BJ$51:$BJ$90)","v":976.86343797274662}]
[null,null,null,null,null,null,null,null,null,null,null,null,null,null,null,null,null,null,null,null,null,null,null,null,null,null,null,null,null,null,null,null,null,null,null,null,null,null,null,null,null,null,null,null,null,null,null,null,null,null,null,null,null,null,null,null,null,null,null,null,null,null,null,null,null,null,null,null,null,null,null,null,null,null,null,363,7,8695,{"$f":"OFFSET(EMP!$D$1,IF($CA$1,BX8697,366-BX8697),BY8697)","v":1030},{"$f":"IF(BZ8697=SUMIF(EMP!$AQ$51:$AQ$90,CB8696,EMP!$BK$51:$BK$90),CB8696+1,CB8696)","v":10},787,{"$f":"SUMIF(EMP!$AQ$51:$AQ$90,CB8697,EMP!$BJ$51:$BJ$90)","v":976.86343797274662}]
[null,null,null,null,null,null,null,null,null,null,null,null,null,null,null,null,null,null,null,null,null,null,null,null,null,null,null,null,null,null,null,null,null,null,null,null,null,null,null,null,null,null,null,null,null,null,null,null,null,null,null,null,null,null,null,null,null,null,null,null,null,null,null,null,null,null,null,null,null,null,null,null,null,null,null,363,8,8696,{"$f":"OFFSET(EMP!$D$1,IF($CA$1,BX8698,366-BX8698),BY8698)","v":1099},{"$f":"IF(BZ8698=SUMIF(EMP!$AQ$51:$AQ$90,CB8697,EMP!$BK$51:$BK$90),CB8697+1,CB8697)","v":10},784,{"$f":"SUMIF(EMP!$AQ$51:$AQ$90,CB8698,EMP!$BJ$51:$BJ$90)","v":976.86343797274662}]
[null,null,null,null,null,null,null,null,null,null,null,null,null,null,null,null,null,null,null,null,null,null,null,null,null,null,null,null,null,null,null,null,null,null,null,null,null,null,null,null,null,null,null,null,null,null,null,null,null,null,null,null,null,null,null,null,null,null,null,null,null,null,null,null,null,null,null,null,null,null,null,null,null,null,null,363,9,8697,{"$f":"OFFSET(EMP!$D$1,IF($CA$1,BX8699,366-BX8699),BY8699)","v":1156},{"$f":"IF(BZ8699=SUMIF(EMP!$AQ$51:$AQ$90,CB8698,EMP!$BK$51:$BK$90),CB8698+1,CB8698)","v":10},783,{"$f":"SUMIF(EMP!$AQ$51:$AQ$90,CB8699,EMP!$BJ$51:$BJ$90)","v":976.86343797274662}]
[null,null,null,null,null,null,null,null,null,null,null,null,null,null,null,null,null,null,null,null,null,null,null,null,null,null,null,null,null,null,null,null,null,null,null,null,null,null,null,null,null,null,null,null,null,null,null,null,null,null,null,null,null,null,null,null,null,null,null,null,null,null,null,null,null,null,null,null,null,null,null,null,null,null,null,363,10,8698,{"$f":"OFFSET(EMP!$D$1,IF($CA$1,BX8700,366-BX8700),BY8700)","v":1172},{"$f":"IF(BZ8700=SUMIF(EMP!$AQ$51:$AQ$90,CB8699,EMP!$BK$51:$BK$90),CB8699+1,CB8699)","v":10},782,{"$f":"SUMIF(EMP!$AQ$51:$AQ$90,CB8700,EMP!$BJ$51:$BJ$90)","v":976.86343797274662}]
[null,null,null,null,null,null,null,null,null,null,null,null,null,null,null,null,null,null,null,null,null,null,null,null,null,null,null,null,null,null,null,null,null,null,null,null,null,null,null,null,null,null,null,null,null,null,null,null,null,null,null,null,null,null,null,null,null,null,null,null,null,null,null,null,null,null,null,null,null,null,null,null,null,null,null,363,11,8699,{"$f":"OFFSET(EMP!$D$1,IF($CA$1,BX8701,366-BX8701),BY8701)","v":1188},{"$f":"IF(BZ8701=SUMIF(EMP!$AQ$51:$AQ$90,CB8700,EMP!$BK$51:$BK$90),CB8700+1,CB8700)","v":10},782,{"$f":"SUMIF(EMP!$AQ$51:$AQ$90,CB8701,EMP!$BJ$51:$BJ$90)","v":976.86343797274662}]
[null,null,null,null,null,null,null,null,null,null,null,null,null,null,null,null,null,null,null,null,null,null,null,null,null,null,null,null,null,null,null,null,null,null,null,null,null,null,null,null,null,null,null,null,null,null,null,null,null,null,null,null,null,null,null,null,null,null,null,null,null,null,null,null,null,null,null,null,null,null,null,null,null,null,null,363,12,8700,{"$f":"OFFSET(EMP!$D$1,IF($CA$1,BX8702,366-BX8702),BY8702)","v":1200},{"$f":"IF(BZ8702=SUMIF(EMP!$AQ$51:$AQ$90,CB8701,EMP!$BK$51:$BK$90),CB8701+1,CB8701)","v":10},781,{"$f":"SUMIF(EMP!$AQ$51:$AQ$90,CB8702,EMP!$BJ$51:$BJ$90)","v":976.86343797274662}]
[null,null,null,null,null,null,null,null,null,null,null,null,null,null,null,null,null,null,null,null,null,null,null,null,null,null,null,null,null,null,null,null,null,null,null,null,null,null,null,null,null,null,null,null,null,null,null,null,null,null,null,null,null,null,null,null,null,null,null,null,null,null,null,null,null,null,null,null,null,null,null,null,null,null,null,363,13,8701,{"$f":"OFFSET(EMP!$D$1,IF($CA$1,BX8703,366-BX8703),BY8703)","v":1202},{"$f":"IF(BZ8703=SUMIF(EMP!$AQ$51:$AQ$90,CB8702,EMP!$BK$51:$BK$90),CB8702+1,CB8702)","v":10},781,{"$f":"SUMIF(EMP!$AQ$51:$AQ$90,CB8703,EMP!$BJ$51:$BJ$90)","v":976.86343797274662}]
[null,null,null,null,null,null,null,null,null,null,null,null,null,null,null,null,null,null,null,null,null,null,null,null,null,null,null,null,null,null,null,null,null,null,null,null,null,null,null,null,null,null,null,null,null,null,null,null,null,null,null,null,null,null,null,null,null,null,null,null,null,null,null,null,null,null,null,null,null,null,null,null,null,null,null,363,14,8702,{"$f":"OFFSET(EMP!$D$1,IF($CA$1,BX8704,366-BX8704),BY8704)","v":1208},{"$f":"IF(BZ8704=SUMIF(EMP!$AQ$51:$AQ$90,CB8703,EMP!$BK$51:$BK$90),CB8703+1,CB8703)","v":10},781,{"$f":"SUMIF(EMP!$AQ$51:$AQ$90,CB8704,EMP!$BJ$51:$BJ$90)","v":976.86343797274662}]
[null,null,null,null,null,null,null,null,null,null,null,null,null,null,null,null,null,null,null,null,null,null,null,null,null,null,null,null,null,null,null,null,null,null,null,null,null,null,null,null,null,null,null,null,null,null,null,null,null,null,null,null,null,null,null,null,null,null,null,null,null,null,null,null,null,null,null,null,null,null,null,null,null,null,null,363,15,8703,{"$f":"OFFSET(EMP!$D$1,IF($CA$1,BX8705,366-BX8705),BY8705)","v":1201},{"$f":"IF(BZ8705=SUMIF(EMP!$AQ$51:$AQ$90,CB8704,EMP!$BK$51:$BK$90),CB8704+1,CB8704)","v":10},780,{"$f":"SUMIF(EMP!$AQ$51:$AQ$90,CB8705,EMP!$BJ$51:$BJ$90)","v":976.86343797274662}]
[null,null,null,null,null,null,null,null,null,null,null,null,null,null,null,null,null,null,null,null,null,null,null,null,null,null,null,null,null,null,null,null,null,null,null,null,null,null,null,null,null,null,null,null,null,null,null,null,null,null,null,null,null,null,null,null,null,null,null,null,null,null,null,null,null,null,null,null,null,null,null,null,null,null,null,363,16,8704,{"$f":"OFFSET(EMP!$D$1,IF($CA$1,BX8706,366-BX8706),BY8706)","v":1191},{"$f":"IF(BZ8706=SUMIF(EMP!$AQ$51:$AQ$90,CB8705,EMP!$BK$51:$BK$90),CB8705+1,CB8705)","v":10},779,{"$f":"SUMIF(EMP!$AQ$51:$AQ$90,CB8706,EMP!$BJ$51:$BJ$90)","v":976.86343797274662}]
[null,null,null,null,null,null,null,null,null,null,null,null,null,null,null,null,null,null,null,null,null,null,null,null,null,null,null,null,null,null,null,null,null,null,null,null,null,null,null,null,null,null,null,null,null,null,null,null,null,null,null,null,null,null,null,null,null,null,null,null,null,null,null,null,null,null,null,null,null,null,null,null,null,null,null,{"$f":"ROUNDDOWN((BZ8707-1)/24,0)+1","v":363},17,8705,{"$f":"OFFSET(EMP!$D$1,IF($CA$1,BX8707,366-BX8707),BY8707)","v":1166},{"$f":"IF(BZ8707=SUMIF(EMP!$AQ$51:$AQ$90,CB8706,EMP!$BK$51:$BK$90),CB8706+1,CB8706)","v":10},779,{"$f":"SUMIF(EMP!$AQ$51:$AQ$90,CB8707,EMP!$BJ$51:$BJ$90)","v":976.86343797274662}]
[null,null,null,null,null,null,null,null,null,null,null,null,null,null,null,null,null,null,null,null,null,null,null,null,null,null,null,null,null,null,null,null,null,null,null,null,null,null,null,null,null,null,null,null,null,null,null,null,null,null,null,null,null,null,null,null,null,null,null,null,null,null,null,null,null,null,null,null,null,null,null,null,null,null,null,363,18,{"$f":"BZ8707+1","v":8706},{"$f":"OFFSET(EMP!$D$1,IF($CA$1,BX8708,366-BX8708),BY8708)","v":1242},{"$f":"IF(BZ8708=SUMIF(EMP!$AQ$51:$AQ$90,CB8707,EMP!$BK$51:$BK$90),CB8707+1,CB8707)","v":10},770,{"$f":"SUMIF(EMP!$AQ$51:$AQ$90,CB8708,EMP!$BJ$51:$BJ$90)","v":976.86343797274662}]
[null,null,null,null,null,null,null,null,null,null,null,null,null,null,null,null,null,null,null,null,null,null,null,null,null,null,null,null,null,null,null,null,null,null,null,null,null,null,null,null,null,null,null,null,null,null,null,null,null,null,null,null,null,null,null,null,null,null,null,null,null,null,null,null,null,null,null,null,null,null,null,null,null,null,null,363,19,8707,{"$f":"OFFSET(EMP!$D$1,IF($CA$1,BX8709,366-BX8709),BY8709)","v":1390},{"$f":"IF(BZ8709=SUMIF(EMP!$AQ$51:$AQ$90,CB8708,EMP!$BK$51:$BK$90),CB8708+1,CB8708)","v":10},768,{"$f":"SUMIF(EMP!$AQ$51:$AQ$90,CB8709,EMP!$BJ$51:$BJ$90)","v":976.86343797274662}]
[null,null,null,null,null,null,null,null,null,null,null,null,null,null,null,null,null,null,null,null,null,null,null,null,null,null,null,null,null,null,null,null,null,null,null,null,null,null,null,null,null,null,null,null,null,null,null,null,null,null,null,null,null,null,null,null,null,null,null,null,null,null,null,null,null,null,null,null,null,null,null,null,null,null,null,363,20,8708,{"$f":"OFFSET(EMP!$D$1,IF($CA$1,BX8710,366-BX8710),BY8710)","v":1352},{"$f":"IF(BZ8710=SUMIF(EMP!$AQ$51:$AQ$90,CB8709,EMP!$BK$51:$BK$90),CB8709+1,CB8709)","v":10},766,{"$f":"SUMIF(EMP!$AQ$51:$AQ$90,CB8710,EMP!$BJ$51:$BJ$90)","v":976.86343797274662}]
[null,null,null,null,null,null,null,null,null,null,null,null,null,null,null,null,null,null,null,null,null,null,null,null,null,null,null,null,null,null,null,null,null,null,null,null,null,null,null,null,null,null,null,null,null,null,null,null,null,null,null,null,null,null,null,null,null,null,null,null,null,null,null,null,null,null,null,null,null,null,null,null,null,null,null,363,21,8709,{"$f":"OFFSET(EMP!$D$1,IF($CA$1,BX8711,366-BX8711),BY8711)","v":1389},{"$f":"IF(BZ8711=SUMIF(EMP!$AQ$51:$AQ$90,CB8710,EMP!$BK$51:$BK$90),CB8710+1,CB8710)","v":10},763,{"$f":"SUMIF(EMP!$AQ$51:$AQ$90,CB8711,EMP!$BJ$51:$BJ$90)","v":976.86343797274662}]
[null,null,null,null,null,null,null,null,null,null,null,null,null,null,null,null,null,null,null,null,null,null,null,null,null,null,null,null,null,null,null,null,null,null,null,null,null,null,null,null,null,null,null,null,null,null,null,null,null,null,null,null,null,null,null,null,null,null,null,null,null,null,null,null,null,null,null,null,null,null,null,null,null,null,null,363,22,8710,{"$f":"OFFSET(EMP!$D$1,IF($CA$1,BX8712,366-BX8712),BY8712)","v":1339},{"$f":"IF(BZ8712=SUMIF(EMP!$AQ$51:$AQ$90,CB8711,EMP!$BK$51:$BK$90),CB8711+1,CB8711)","v":10},757,{"$f":"SUMIF(EMP!$AQ$51:$AQ$90,CB8712,EMP!$BJ$51:$BJ$90)","v":976.86343797274662}]
[null,null,null,null,null,null,null,null,null,null,null,null,null,null,null,null,null,null,null,null,null,null,null,null,null,null,null,null,null,null,null,null,null,null,null,null,null,null,null,null,null,null,null,null,null,null,null,null,null,null,null,null,null,null,null,null,null,null,null,null,null,null,null,null,null,null,null,null,null,null,null,null,null,null,null,363,23,8711,{"$f":"OFFSET(EMP!$D$1,IF($CA$1,BX8713,366-BX8713),BY8713)","v":1259},{"$f":"IF(BZ8713=SUMIF(EMP!$AQ$51:$AQ$90,CB8712,EMP!$BK$51:$BK$90),CB8712+1,CB8712)","v":10},757,{"$f":"SUMIF(EMP!$AQ$51:$AQ$90,CB8713,EMP!$BJ$51:$BJ$90)","v":976.86343797274662}]
[null,null,null,null,null,null,null,null,null,null,null,null,null,null,null,null,null,null,null,null,null,null,null,null,null,null,null,null,null,null,null,null,null,null,null,null,null,null,null,null,null,null,null,null,null,null,null,null,null,null,null,null,null,null,null,null,null,null,null,null,null,null,null,null,null,null,null,null,null,null,null,null,null,null,null,363,24,8712,{"$f":"OFFSET(EMP!$D$1,IF($CA$1,BX8714,366-BX8714),BY8714)","v":1188},{"$f":"IF(BZ8714=SUMIF(EMP!$AQ$51:$AQ$90,CB8713,EMP!$BK$51:$BK$90),CB8713+1,CB8713)","v":10},752,{"$f":"SUMIF(EMP!$AQ$51:$AQ$90,CB8714,EMP!$BJ$51:$BJ$90)","v":976.86343797274662}]
[null,null,null,null,null,null,null,null,null,null,null,null,null,null,null,null,null,null,null,null,null,null,null,null,null,null,null,null,null,null,null,null,null,null,null,null,null,null,null,null,null,null,null,null,null,null,null,null,null,null,null,null,null,null,null,null,null,null,null,null,null,null,null,null,null,null,null,null,null,null,null,null,null,null,null,364,1,8713,{"$f":"OFFSET(EMP!$D$1,IF($CA$1,BX8715,366-BX8715),BY8715)","v":1165},{"$f":"IF(BZ8715=SUMIF(EMP!$AQ$51:$AQ$90,CB8714,EMP!$BK$51:$BK$90),CB8714+1,CB8714)","v":10},752,{"$f":"SUMIF(EMP!$AQ$51:$AQ$90,CB8715,EMP!$BJ$51:$BJ$90)","v":976.86343797274662}]
[null,null,null,null,null,null,null,null,null,null,null,null,null,null,null,null,null,null,null,null,null,null,null,null,null,null,null,null,null,null,null,null,null,null,null,null,null,null,null,null,null,null,null,null,null,null,null,null,null,null,null,null,null,null,null,null,null,null,null,null,null,null,null,null,null,null,null,null,null,null,null,null,null,null,null,364,2,8714,{"$f":"OFFSET(EMP!$D$1,IF($CA$1,BX8716,366-BX8716),BY8716)","v":1127},{"$f":"IF(BZ8716=SUMIF(EMP!$AQ$51:$AQ$90,CB8715,EMP!$BK$51:$BK$90),CB8715+1,CB8715)","v":10},750,{"$f":"SUMIF(EMP!$AQ$51:$AQ$90,CB8716,EMP!$BJ$51:$BJ$90)","v":976.86343797274662}]
[null,null,null,null,null,null,null,null,null,null,null,null,null,null,null,null,null,null,null,null,null,null,null,null,null,null,null,null,null,null,null,null,null,null,null,null,null,null,null,null,null,null,null,null,null,null,null,null,null,null,null,null,null,null,null,null,null,null,null,null,null,null,null,null,null,null,null,null,null,null,null,null,null,null,null,364,3,8715,{"$f":"OFFSET(EMP!$D$1,IF($CA$1,BX8717,366-BX8717),BY8717)","v":1006},{"$f":"IF(BZ8717=SUMIF(EMP!$AQ$51:$AQ$90,CB8716,EMP!$BK$51:$BK$90),CB8716+1,CB8716)","v":10},750,{"$f":"SUMIF(EMP!$AQ$51:$AQ$90,CB8717,EMP!$BJ$51:$BJ$90)","v":976.86343797274662}]
[null,null,null,null,null,null,null,null,null,null,null,null,null,null,null,null,null,null,null,null,null,null,null,null,null,null,null,null,null,null,null,null,null,null,null,null,null,null,null,null,null,null,null,null,null,null,null,null,null,null,null,null,null,null,null,null,null,null,null,null,null,null,null,null,null,null,null,null,null,null,null,null,null,null,null,364,4,8716,{"$f":"OFFSET(EMP!$D$1,IF($CA$1,BX8718,366-BX8718),BY8718)","v":1002},{"$f":"IF(BZ8718=SUMIF(EMP!$AQ$51:$AQ$90,CB8717,EMP!$BK$51:$BK$90),CB8717+1,CB8717)","v":10},748,{"$f":"SUMIF(EMP!$AQ$51:$AQ$90,CB8718,EMP!$BJ$51:$BJ$90)","v":976.86343797274662}]
[null,null,null,null,null,null,null,null,null,null,null,null,null,null,null,null,null,null,null,null,null,null,null,null,null,null,null,null,null,null,null,null,null,null,null,null,null,null,null,null,null,null,null,null,null,null,null,null,null,null,null,null,null,null,null,null,null,null,null,null,null,null,null,null,null,null,null,null,null,null,null,null,null,null,null,364,5,8717,{"$f":"OFFSET(EMP!$D$1,IF($CA$1,BX8719,366-BX8719),BY8719)","v":1068},{"$f":"IF(BZ8719=SUMIF(EMP!$AQ$51:$AQ$90,CB8718,EMP!$BK$51:$BK$90),CB8718+1,CB8718)","v":10},748,{"$f":"SUMIF(EMP!$AQ$51:$AQ$90,CB8719,EMP!$BJ$51:$BJ$90)","v":976.86343797274662}]
[null,null,null,null,null,null,null,null,null,null,null,null,null,null,null,null,null,null,null,null,null,null,null,null,null,null,null,null,null,null,null,null,null,null,null,null,null,null,null,null,null,null,null,null,null,null,null,null,null,null,null,null,null,null,null,null,null,null,null,null,null,null,null,null,null,null,null,null,null,null,null,null,null,null,null,364,6,8718,{"$f":"OFFSET(EMP!$D$1,IF($CA$1,BX8720,366-BX8720),BY8720)","v":1062},{"$f":"IF(BZ8720=SUMIF(EMP!$AQ$51:$AQ$90,CB8719,EMP!$BK$51:$BK$90),CB8719+1,CB8719)","v":10},740,{"$f":"SUMIF(EMP!$AQ$51:$AQ$90,CB8720,EMP!$BJ$51:$BJ$90)","v":976.86343797274662}]
[null,null,null,null,null,null,null,null,null,null,null,null,null,null,null,null,null,null,null,null,null,null,null,null,null,null,null,null,null,null,null,null,null,null,null,null,null,null,null,null,null,null,null,null,null,null,null,null,null,null,null,null,null,null,null,null,null,null,null,null,null,null,null,null,null,null,null,null,null,null,null,null,null,null,null,364,7,8719,{"$f":"OFFSET(EMP!$D$1,IF($CA$1,BX8721,366-BX8721),BY8721)","v":986},{"$f":"IF(BZ8721=SUMIF(EMP!$AQ$51:$AQ$90,CB8720,EMP!$BK$51:$BK$90),CB8720+1,CB8720)","v":10},735,{"$f":"SUMIF(EMP!$AQ$51:$AQ$90,CB8721,EMP!$BJ$51:$BJ$90)","v":976.86343797274662}]
[null,null,null,null,null,null,null,null,null,null,null,null,null,null,null,null,null,null,null,null,null,null,null,null,null,null,null,null,null,null,null,null,null,null,null,null,null,null,null,null,null,null,null,null,null,null,null,null,null,null,null,null,null,null,null,null,null,null,null,null,null,null,null,null,null,null,null,null,null,null,null,null,null,null,null,364,8,8720,{"$f":"OFFSET(EMP!$D$1,IF($CA$1,BX8722,366-BX8722),BY8722)","v":1064},{"$f":"IF(BZ8722=SUMIF(EMP!$AQ$51:$AQ$90,CB8721,EMP!$BK$51:$BK$90),CB8721+1,CB8721)","v":10},735,{"$f":"SUMIF(EMP!$AQ$51:$AQ$90,CB8722,EMP!$BJ$51:$BJ$90)","v":976.86343797274662}]
[null,null,null,null,null,null,null,null,null,null,null,null,null,null,null,null,null,null,null,null,null,null,null,null,null,null,null,null,null,null,null,null,null,null,null,null,null,null,null,null,null,null,null,null,null,null,null,null,null,null,null,null,null,null,null,null,null,null,null,null,null,null,null,null,null,null,null,null,null,null,null,null,null,null,null,364,9,8721,{"$f":"OFFSET(EMP!$D$1,IF($CA$1,BX8723,366-BX8723),BY8723)","v":1087},{"$f":"IF(BZ8723=SUMIF(EMP!$AQ$51:$AQ$90,CB8722,EMP!$BK$51:$BK$90),CB8722+1,CB8722)","v":10},733,{"$f":"SUMIF(EMP!$AQ$51:$AQ$90,CB8723,EMP!$BJ$51:$BJ$90)","v":976.86343797274662}]
[null,null,null,null,null,null,null,null,null,null,null,null,null,null,null,null,null,null,null,null,null,null,null,null,null,null,null,null,null,null,null,null,null,null,null,null,null,null,null,null,null,null,null,null,null,null,null,null,null,null,null,null,null,null,null,null,null,null,null,null,null,null,null,null,null,null,null,null,null,null,null,null,null,null,null,364,10,8722,{"$f":"OFFSET(EMP!$D$1,IF($CA$1,BX8724,366-BX8724),BY8724)","v":1125},{"$f":"IF(BZ8724=SUMIF(EMP!$AQ$51:$AQ$90,CB8723,EMP!$BK$51:$BK$90),CB8723+1,CB8723)","v":10},731,{"$f":"SUMIF(EMP!$AQ$51:$AQ$90,CB8724,EMP!$BJ$51:$BJ$90)","v":976.86343797274662}]
[null,null,null,null,null,null,null,null,null,null,null,null,null,null,null,null,null,null,null,null,null,null,null,null,null,null,null,null,null,null,null,null,null,null,null,null,null,null,null,null,null,null,null,null,null,null,null,null,null,null,null,null,null,null,null,null,null,null,null,null,null,null,null,null,null,null,null,null,null,null,null,null,null,null,null,364,11,8723,{"$f":"OFFSET(EMP!$D$1,IF($CA$1,BX8725,366-BX8725),BY8725)","v":1155},{"$f":"IF(BZ8725=SUMIF(EMP!$AQ$51:$AQ$90,CB8724,EMP!$BK$51:$BK$90),CB8724+1,CB8724)","v":10},727,{"$f":"SUMIF(EMP!$AQ$51:$AQ$90,CB8725,EMP!$BJ$51:$BJ$90)","v":976.86343797274662}]
[null,null,null,null,null,null,null,null,null,null,null,null,null,null,null,null,null,null,null,null,null,null,null,null,null,null,null,null,null,null,null,null,null,null,null,null,null,null,null,null,null,null,null,null,null,null,null,null,null,null,null,null,null,null,null,null,null,null,null,null,null,null,null,null,null,null,null,null,null,null,null,null,null,null,null,364,12,8724,{"$f":"OFFSET(EMP!$D$1,IF($CA$1,BX8726,366-BX8726),BY8726)","v":1139},{"$f":"IF(BZ8726=SUMIF(EMP!$AQ$51:$AQ$90,CB8725,EMP!$BK$51:$BK$90),CB8725+1,CB8725)","v":10},721,{"$f":"SUMIF(EMP!$AQ$51:$AQ$90,CB8726,EMP!$BJ$51:$BJ$90)","v":976.86343797274662}]
[null,null,null,null,null,null,null,null,null,null,null,null,null,null,null,null,null,null,null,null,null,null,null,null,null,null,null,null,null,null,null,null,null,null,null,null,null,null,null,null,null,null,null,null,null,null,null,null,null,null,null,null,null,null,null,null,null,null,null,null,null,null,null,null,null,null,null,null,null,null,null,null,null,null,null,364,13,8725,{"$f":"OFFSET(EMP!$D$1,IF($CA$1,BX8727,366-BX8727),BY8727)","v":1163},{"$f":"IF(BZ8727=SUMIF(EMP!$AQ$51:$AQ$90,CB8726,EMP!$BK$51:$BK$90),CB8726+1,CB8726)","v":10},712,{"$f":"SUMIF(EMP!$AQ$51:$AQ$90,CB8727,EMP!$BJ$51:$BJ$90)","v":976.86343797274662}]
[null,null,null,null,null,null,null,null,null,null,null,null,null,null,null,null,null,null,null,null,null,null,null,null,null,null,null,null,null,null,null,null,null,null,null,null,null,null,null,null,null,null,null,null,null,null,null,null,null,null,null,null,null,null,null,null,null,null,null,null,null,null,null,null,null,null,null,null,null,null,null,null,null,null,null,364,14,8726,{"$f":"OFFSET(EMP!$D$1,IF($CA$1,BX8728,366-BX8728),BY8728)","v":1199},{"$f":"IF(BZ8728=SUMIF(EMP!$AQ$51:$AQ$90,CB8727,EMP!$BK$51:$BK$90),CB8727+1,CB8727)","v":10},710,{"$f":"SUMIF(EMP!$AQ$51:$AQ$90,CB8728,EMP!$BJ$51:$BJ$90)","v":976.86343797274662}]
[null,null,null,null,null,null,null,null,null,null,null,null,null,null,null,null,null,null,null,null,null,null,null,null,null,null,null,null,null,null,null,null,null,null,null,null,null,null,null,null,null,null,null,null,null,null,null,null,null,null,null,null,null,null,null,null,null,null,null,null,null,null,null,null,null,null,null,null,null,null,null,null,null,null,null,364,15,8727,{"$f":"OFFSET(EMP!$D$1,IF($CA$1,BX8729,366-BX8729),BY8729)","v":1191},{"$f":"IF(BZ8729=SUMIF(EMP!$AQ$51:$AQ$90,CB8728,EMP!$BK$51:$BK$90),CB8728+1,CB8728)","v":10},703,{"$f":"SUMIF(EMP!$AQ$51:$AQ$90,CB8729,EMP!$BJ$51:$BJ$90)","v":976.86343797274662}]
[null,null,null,null,null,null,null,null,null,null,null,null,null,null,null,null,null,null,null,null,null,null,null,null,null,null,null,null,null,null,null,null,null,null,null,null,null,null,null,null,null,null,null,null,null,null,null,null,null,null,null,null,null,null,null,null,null,null,null,null,null,null,null,null,null,null,null,null,null,null,null,null,null,null,null,364,16,8728,{"$f":"OFFSET(EMP!$D$1,IF($CA$1,BX8730,366-BX8730),BY8730)","v":1198},{"$f":"IF(BZ8730=SUMIF(EMP!$AQ$51:$AQ$90,CB8729,EMP!$BK$51:$BK$90),CB8729+1,CB8729)","v":10},702,{"$f":"SUMIF(EMP!$AQ$51:$AQ$90,CB8730,EMP!$BJ$51:$BJ$90)","v":976.86343797274662}]
[null,null,null,null,null,null,null,null,null,null,null,null,null,null,null,null,null,null,null,null,null,null,null,null,null,null,null,null,null,null,null,null,null,null,null,null,null,null,null,null,null,null,null,null,null,null,null,null,null,null,null,null,null,null,null,null,null,null,null,null,null,null,null,null,null,null,null,null,null,null,null,null,null,null,null,364,{"$f":"BY8707","v":17},8729,{"$f":"OFFSET(EMP!$D$1,IF($CA$1,BX8731,366-BX8731),BY8731)","v":1175},{"$f":"IF(BZ8731=SUMIF(EMP!$AQ$51:$AQ$90,CB8730,EMP!$BK$51:$BK$90),CB8730+1,CB8730)","v":10},656,{"$f":"SUMIF(EMP!$AQ$51:$AQ$90,CB8731,EMP!$BJ$51:$BJ$90)","v":976.86343797274662}]
[null,null,null,null,null,null,null,null,null,null,null,null,null,null,null,null,null,null,null,null,null,null,null,null,null,null,null,null,null,null,null,null,null,null,null,null,null,null,null,null,null,null,null,null,null,null,null,null,null,null,null,null,null,null,null,null,null,null,null,null,null,null,null,null,null,null,null,null,null,null,null,null,null,null,null,364,18,8730,{"$f":"OFFSET(EMP!$D$1,IF($CA$1,BX8732,366-BX8732),BY8732)","v":1216},{"$f":"IF(BZ8732=SUMIF(EMP!$AQ$51:$AQ$90,CB8731,EMP!$BK$51:$BK$90),CB8731+1,CB8731)","v":10},650,{"$f":"SUMIF(EMP!$AQ$51:$AQ$90,CB8732,EMP!$BJ$51:$BJ$90)","v":976.86343797274662}]
[null,null,null,null,null,null,null,null,null,null,null,null,null,null,null,null,null,null,null,null,null,null,null,null,null,null,null,null,null,null,null,null,null,null,null,null,null,null,null,null,null,null,null,null,null,null,null,null,null,null,null,null,null,null,null,null,null,null,null,null,null,null,null,null,null,null,null,null,null,null,null,null,null,null,null,364,19,8731,{"$f":"OFFSET(EMP!$D$1,IF($CA$1,BX8733,366-BX8733),BY8733)","v":1404.1},{"$f":"IF(BZ8733=SUMIF(EMP!$AQ$51:$AQ$90,CB8732,EMP!$BK$51:$BK$90),CB8732+1,CB8732)","v":10},648,{"$f":"SUMIF(EMP!$AQ$51:$AQ$90,CB8733,EMP!$BJ$51:$BJ$90)","v":976.86343797274662}]
[null,null,null,null,null,null,null,null,null,null,null,null,null,null,null,null,null,null,null,null,null,null,null,null,null,null,null,null,null,null,null,null,null,null,null,null,null,null,null,null,null,null,null,null,null,null,null,null,null,null,null,null,null,null,null,null,null,null,null,null,null,null,null,null,null,null,null,null,null,null,null,null,null,null,null,364,20,8732,{"$f":"OFFSET(EMP!$D$1,IF($CA$1,BX8734,366-BX8734),BY8734)","v":1333.4},{"$f":"IF(BZ8734=SUMIF(EMP!$AQ$51:$AQ$90,CB8733,EMP!$BK$51:$BK$90),CB8733+1,CB8733)","v":10},639,{"$f":"SUMIF(EMP!$AQ$51:$AQ$90,CB8734,EMP!$BJ$51:$BJ$90)","v":976.86343797274662}]
[null,null,null,null,null,null,null,null,null,null,null,null,null,null,null,null,null,null,null,null,null,null,null,null,null,null,null,null,null,null,null,null,null,null,null,null,null,null,null,null,null,null,null,null,null,null,null,null,null,null,null,null,null,null,null,null,null,null,null,null,null,null,null,null,null,null,null,null,null,null,null,null,null,null,null,364,21,8733,{"$f":"OFFSET(EMP!$D$1,IF($CA$1,BX8735,366-BX8735),BY8735)","v":1347.8},{"$f":"IF(BZ8735=SUMIF(EMP!$AQ$51:$AQ$90,CB8734,EMP!$BK$51:$BK$90),CB8734+1,CB8734)","v":10},633,{"$f":"SUMIF(EMP!$AQ$51:$AQ$90,CB8735,EMP!$BJ$51:$BJ$90)","v":976.86343797274662}]
[null,null,null,null,null,null,null,null,null,null,null,null,null,null,null,null,null,null,null,null,null,null,null,null,null,null,null,null,null,null,null,null,null,null,null,null,null,null,null,null,null,null,null,null,null,null,null,null,null,null,null,null,null,null,null,null,null,null,null,null,null,null,null,null,null,null,null,null,null,null,null,null,null,null,null,364,22,8734,{"$f":"OFFSET(EMP!$D$1,IF($CA$1,BX8736,366-BX8736),BY8736)","v":1314},{"$f":"IF(BZ8736=SUMIF(EMP!$AQ$51:$AQ$90,CB8735,EMP!$BK$51:$BK$90),CB8735+1,CB8735)","v":10},632,{"$f":"SUMIF(EMP!$AQ$51:$AQ$90,CB8736,EMP!$BJ$51:$BJ$90)","v":976.86343797274662}]
[null,null,null,null,null,null,null,null,null,null,null,null,null,null,null,null,null,null,null,null,null,null,null,null,null,null,null,null,null,null,null,null,null,null,null,null,null,null,null,null,null,null,null,null,null,null,null,null,null,null,null,null,null,null,null,null,null,null,null,null,null,null,null,null,null,null,null,null,null,null,null,null,null,null,null,364,23,8735,{"$f":"OFFSET(EMP!$D$1,IF($CA$1,BX8737,366-BX8737),BY8737)","v":1278},{"$f":"IF(BZ8737=SUMIF(EMP!$AQ$51:$AQ$90,CB8736,EMP!$BK$51:$BK$90),CB8736+1,CB8736)","v":10},623,{"$f":"SUMIF(EMP!$AQ$51:$AQ$90,CB8737,EMP!$BJ$51:$BJ$90)","v":976.86343797274662}]
[null,null,null,null,null,null,null,null,null,null,null,null,null,null,null,null,null,null,null,null,null,null,null,null,null,null,null,null,null,null,null,null,null,null,null,null,null,null,null,null,null,null,null,null,null,null,null,null,null,null,null,null,null,null,null,null,null,null,null,null,null,null,null,null,null,null,null,null,null,null,null,null,null,null,null,364,24,8736,{"$f":"OFFSET(EMP!$D$1,IF($CA$1,BX8738,366-BX8738),BY8738)","v":1201},{"$f":"IF(BZ8738=SUMIF(EMP!$AQ$51:$AQ$90,CB8737,EMP!$BK$51:$BK$90),CB8737+1,CB8737)","v":10},609,{"$f":"SUMIF(EMP!$AQ$51:$AQ$90,CB8738,EMP!$BJ$51:$BJ$90)","v":976.86343797274662}]
[null,null,null,null,null,null,null,null,null,null,null,null,null,null,null,null,null,null,null,null,null,null,null,null,null,null,null,null,null,null,null,null,null,null,null,null,null,null,null,null,null,null,null,null,null,null,null,null,null,null,null,null,null,null,null,null,null,null,null,null,null,null,null,null,null,null,null,null,null,null,null,null,null,null,null,365,1,8737,{"$f":"OFFSET(EMP!$D$1,IF($CA$1,BX8739,366-BX8739),BY8739)","v":1181},{"$f":"IF(BZ8739=SUMIF(EMP!$AQ$51:$AQ$90,CB8738,EMP!$BK$51:$BK$90),CB8738+1,CB8738)","v":10},565,{"$f":"SUMIF(EMP!$AQ$51:$AQ$90,CB8739,EMP!$BJ$51:$BJ$90)","v":976.86343797274662}]
[null,null,null,null,null,null,null,null,null,null,null,null,null,null,null,null,null,null,null,null,null,null,null,null,null,null,null,null,null,null,null,null,null,null,null,null,null,null,null,null,null,null,null,null,null,null,null,null,null,null,null,null,null,null,null,null,null,null,null,null,null,null,null,null,null,null,null,null,null,null,null,null,null,null,null,365,2,8738,{"$f":"OFFSET(EMP!$D$1,IF($CA$1,BX8740,366-BX8740),BY8740)","v":1132},{"$f":"IF(BZ8740=SUMIF(EMP!$AQ$51:$AQ$90,CB8739,EMP!$BK$51:$BK$90),CB8739+1,CB8739)","v":10},552,{"$f":"SUMIF(EMP!$AQ$51:$AQ$90,CB8740,EMP!$BJ$51:$BJ$90)","v":976.86343797274662}]
[null,null,null,null,null,null,null,null,null,null,null,null,null,null,null,null,null,null,null,null,null,null,null,null,null,null,null,null,null,null,null,null,null,null,null,null,null,null,null,null,null,null,null,null,null,null,null,null,null,null,null,null,null,null,null,null,null,null,null,null,null,null,null,null,null,null,null,null,null,null,null,null,null,null,null,365,3,8739,{"$f":"OFFSET(EMP!$D$1,IF($CA$1,BX8741,366-BX8741),BY8741)","v":1118},{"$f":"IF(BZ8741=SUMIF(EMP!$AQ$51:$AQ$90,CB8740,EMP!$BK$51:$BK$90),CB8740+1,CB8740)","v":10},505,{"$f":"SUMIF(EMP!$AQ$51:$AQ$90,CB8741,EMP!$BJ$51:$BJ$90)","v":976.86343797274662}]
[null,null,null,null,null,null,null,null,null,null,null,null,null,null,null,null,null,null,null,null,null,null,null,null,null,null,null,null,null,null,null,null,null,null,null,null,null,null,null,null,null,null,null,null,null,null,null,null,null,null,null,null,null,null,null,null,null,null,null,null,null,null,null,null,null,null,null,null,null,null,null,null,null,null,null,365,4,8740,{"$f":"OFFSET(EMP!$D$1,IF($CA$1,BX8742,366-BX8742),BY8742)","v":1120},{"$f":"IF(BZ8742=SUMIF(EMP!$AQ$51:$AQ$90,CB8741,EMP!$BK$51:$BK$90),CB8741+1,CB8741)","v":10},414,{"$f":"SUMIF(EMP!$AQ$51:$AQ$90,CB8742,EMP!$BJ$51:$BJ$90)","v":976.86343797274662}]
[null,null,null,null,null,null,null,null,null,null,null,null,null,null,null,null,null,null,null,null,null,null,null,null,null,null,null,null,null,null,null,null,null,null,null,null,null,null,null,null,null,null,null,null,null,null,null,null,null,null,null,null,null,null,null,null,null,null,null,null,null,null,null,null,null,null,null,null,null,null,null,null,null,null,null,365,5,8741,{"$f":"OFFSET(EMP!$D$1,IF($CA$1,BX8743,366-BX8743),BY8743)","v":1133},{"$f":"IF(BZ8743=SUMIF(EMP!$AQ$51:$AQ$90,CB8742,EMP!$BK$51:$BK$90),CB8742+1,CB8742)","v":10},396,{"$f":"SUMIF(EMP!$AQ$51:$AQ$90,CB8743,EMP!$BJ$51:$BJ$90)","v":976.86343797274662}]
[null,null,null,null,null,null,null,null,null,null,null,null,null,null,null,null,null,null,null,null,null,null,null,null,null,null,null,null,null,null,null,null,null,null,null,null,null,null,null,null,null,null,null,null,null,null,null,null,null,null,null,null,null,null,null,null,null,null,null,null,null,null,null,null,null,null,null,null,null,null,null,null,null,null,null,365,6,8742,{"$f":"OFFSET(EMP!$D$1,IF($CA$1,BX8744,366-BX8744),BY8744)","v":1148},{"$f":"IF(BZ8744=SUMIF(EMP!$AQ$51:$AQ$90,CB8743,EMP!$BK$51:$BK$90),CB8743+1,CB8743)","v":10},394,{"$f":"SUMIF(EMP!$AQ$51:$AQ$90,CB8744,EMP!$BJ$51:$BJ$90)","v":976.86343797274662}]
[null,null,null,null,null,null,null,null,null,null,null,null,null,null,null,null,null,null,null,null,null,null,null,null,null,null,null,null,null,null,null,null,null,null,null,null,null,null,null,null,null,null,null,null,null,null,null,null,null,null,null,null,null,null,null,null,null,null,null,null,null,null,null,null,null,null,null,null,null,null,null,null,null,null,null,365,7,8743,{"$f":"OFFSET(EMP!$D$1,IF($CA$1,BX8745,366-BX8745),BY8745)","v":1095},{"$f":"IF(BZ8745=SUMIF(EMP!$AQ$51:$AQ$90,CB8744,EMP!$BK$51:$BK$90),CB8744+1,CB8744)","v":10},374,{"$f":"SUMIF(EMP!$AQ$51:$AQ$90,CB8745,EMP!$BJ$51:$BJ$90)","v":976.86343797274662}]
[null,null,null,null,null,null,null,null,null,null,null,null,null,null,null,null,null,null,null,null,null,null,null,null,null,null,null,null,null,null,null,null,null,null,null,null,null,null,null,null,null,null,null,null,null,null,null,null,null,null,null,null,null,null,null,null,null,null,null,null,null,null,null,null,null,null,null,null,null,null,null,null,null,null,null,365,8,8744,{"$f":"OFFSET(EMP!$D$1,IF($CA$1,BX8746,366-BX8746),BY8746)","v":1114},{"$f":"IF(BZ8746=SUMIF(EMP!$AQ$51:$AQ$90,CB8745,EMP!$BK$51:$BK$90),CB8745+1,CB8745)","v":10},365,{"$f":"SUMIF(EMP!$AQ$51:$AQ$90,CB8746,EMP!$BJ$51:$BJ$90)","v":976.86343797274662}]
[null,null,null,null,null,null,null,null,null,null,null,null,null,null,null,null,null,null,null,null,null,null,null,null,null,null,null,null,null,null,null,null,null,null,null,null,null,null,null,null,null,null,null,null,null,null,null,null,null,null,null,null,null,null,null,null,null,null,null,null,null,null,null,null,null,null,null,null,null,null,null,null,null,null,null,365,9,8745,{"$f":"OFFSET(EMP!$D$1,IF($CA$1,BX8747,366-BX8747),BY8747)","v":1155},{"$f":"IF(BZ8747=SUMIF(EMP!$AQ$51:$AQ$90,CB8746,EMP!$BK$51:$BK$90),CB8746+1,CB8746)","v":10},325,{"$f":"SUMIF(EMP!$AQ$51:$AQ$90,CB8747,EMP!$BJ$51:$BJ$90)","v":976.86343797274662}]
[null,null,null,null,null,null,null,null,null,null,null,null,null,null,null,null,null,null,null,null,null,null,null,null,null,null,null,null,null,null,null,null,null,null,null,null,null,null,null,null,null,null,null,null,null,null,null,null,null,null,null,null,null,null,null,null,null,null,null,null,null,null,null,null,null,null,null,null,null,null,null,null,null,null,null,365,10,8746,{"$f":"OFFSET(EMP!$D$1,IF($CA$1,BX8748,366-BX8748),BY8748)","v":1203},{"$f":"IF(BZ8748=SUMIF(EMP!$AQ$51:$AQ$90,CB8747,EMP!$BK$51:$BK$90),CB8747+1,CB8747)","v":10},311,{"$f":"SUMIF(EMP!$AQ$51:$AQ$90,CB8748,EMP!$BJ$51:$BJ$90)","v":976.86343797274662}]
[null,null,null,null,null,null,null,null,null,null,null,null,null,null,null,null,null,null,null,null,null,null,null,null,null,null,null,null,null,null,null,null,null,null,null,null,null,null,null,null,null,null,null,null,null,null,null,null,null,null,null,null,null,null,null,null,null,null,null,null,null,null,null,null,null,null,null,null,null,null,null,null,null,null,null,365,11,8747,{"$f":"OFFSET(EMP!$D$1,IF($CA$1,BX8749,366-BX8749),BY8749)","v":1210},{"$f":"IF(BZ8749=SUMIF(EMP!$AQ$51:$AQ$90,CB8748,EMP!$BK$51:$BK$90),CB8748+1,CB8748)","v":10},229,{"$f":"SUMIF(EMP!$AQ$51:$AQ$90,CB8749,EMP!$BJ$51:$BJ$90)","v":976.86343797274662}]
[null,null,null,null,null,null,null,null,null,null,null,null,null,null,null,null,null,null,null,null,null,null,null,null,null,null,null,null,null,null,null,null,null,null,null,null,null,null,null,null,null,null,null,null,null,null,null,null,null,null,null,null,null,null,null,null,null,null,null,null,null,null,null,null,null,null,null,null,null,null,null,null,null,null,null,365,12,8748,{"$f":"OFFSET(EMP!$D$1,IF($CA$1,BX8750,366-BX8750),BY8750)","v":1209},{"$f":"IF(BZ8750=SUMIF(EMP!$AQ$51:$AQ$90,CB8749,EMP!$BK$51:$BK$90),CB8749+1,CB8749)","v":10},228,{"$f":"SUMIF(EMP!$AQ$51:$AQ$90,CB8750,EMP!$BJ$51:$BJ$90)","v":976.86343797274662}]
[null,null,null,null,null,null,null,null,null,null,null,null,null,null,null,null,null,null,null,null,null,null,null,null,null,null,null,null,null,null,null,null,null,null,null,null,null,null,null,null,null,null,null,null,null,null,null,null,null,null,null,null,null,null,null,null,null,null,null,null,null,null,null,null,null,null,null,null,null,null,null,null,null,null,null,365,13,8749,{"$f":"OFFSET(EMP!$D$1,IF($CA$1,BX8751,366-BX8751),BY8751)","v":1191},{"$f":"IF(BZ8751=SUMIF(EMP!$AQ$51:$AQ$90,CB8750,EMP!$BK$51:$BK$90),CB8750+1,CB8750)","v":10},214,{"$f":"SUMIF(EMP!$AQ$51:$AQ$90,CB8751,EMP!$BJ$51:$BJ$90)","v":976.86343797274662}]
[null,null,null,null,null,null,null,null,null,null,null,null,null,null,null,null,null,null,null,null,null,null,null,null,null,null,null,null,null,null,null,null,null,null,null,null,null,null,null,null,null,null,null,null,null,null,null,null,null,null,null,null,null,null,null,null,null,null,null,null,null,null,null,null,null,null,null,null,null,null,null,null,null,null,null,365,14,8750,{"$f":"OFFSET(EMP!$D$1,IF($CA$1,BX8752,366-BX8752),BY8752)","v":1160},{"$f":"IF(BZ8752=SUMIF(EMP!$AQ$51:$AQ$90,CB8751,EMP!$BK$51:$BK$90),CB8751+1,CB8751)","v":10},123,{"$f":"SUMIF(EMP!$AQ$51:$AQ$90,CB8752,EMP!$BJ$51:$BJ$90)","v":976.86343797274662}]
[null,null,null,null,null,null,null,null,null,null,null,null,null,null,null,null,null,null,null,null,null,null,null,null,null,null,null,null,null,null,null,null,null,null,null,null,null,null,null,null,null,null,null,null,null,null,null,null,null,null,null,null,null,null,null,null,null,null,null,null,null,null,null,null,null,null,null,null,null,null,null,null,null,null,null,365,15,8751,{"$f":"OFFSET(EMP!$D$1,IF($CA$1,BX8753,366-BX8753),BY8753)","v":1154},{"$f":"IF(BZ8753=SUMIF(EMP!$AQ$51:$AQ$90,CB8752,EMP!$BK$51:$BK$90),CB8752+1,CB8752)","v":10},118,{"$f":"SUMIF(EMP!$AQ$51:$AQ$90,CB8753,EMP!$BJ$51:$BJ$90)","v":976.86343797274662}]
[null,null,null,null,null,null,null,null,null,null,null,null,null,null,null,null,null,null,null,null,null,null,null,null,null,null,null,null,null,null,null,null,null,null,null,null,null,null,null,null,null,null,null,null,null,null,null,null,null,null,null,null,null,null,null,null,null,null,null,null,null,null,null,null,null,null,null,null,null,null,null,null,null,null,null,365,16,8752,{"$f":"OFFSET(EMP!$D$1,IF($CA$1,BX8754,366-BX8754),BY8754)","v":1123},{"$f":"IF(BZ8754=SUMIF(EMP!$AQ$51:$AQ$90,CB8753,EMP!$BK$51:$BK$90),CB8753+1,CB8753)","v":10},100.1,{"$f":"SUMIF(EMP!$AQ$51:$AQ$90,CB8754,EMP!$BJ$51:$BJ$90)","v":976.86343797274662}]
[null,null,null,null,null,null,null,null,null,null,null,null,null,null,null,null,null,null,null,null,null,null,null,null,null,null,null,null,null,null,null,null,null,null,null,null,null,null,null,null,null,null,null,null,null,null,null,null,null,null,null,null,null,null,null,null,null,null,null,null,null,null,null,null,null,null,null,null,null,null,null,null,null,null,null,365,17,8753,{"$f":"OFFSET(EMP!$D$1,IF($CA$1,BX8755,366-BX8755),BY8755)","v":1123},{"$f":"IF(BZ8755=SUMIF(EMP!$AQ$51:$AQ$90,CB8754,EMP!$BK$51:$BK$90),CB8754+1,CB8754)","v":10},86,{"$f":"SUMIF(EMP!$AQ$51:$AQ$90,CB8755,EMP!$BJ$51:$BJ$90)","v":976.86343797274662}]
[null,null,null,null,null,null,null,null,null,null,null,null,null,null,null,null,null,null,null,null,null,null,null,null,null,null,null,null,null,null,null,null,null,null,null,null,null,null,null,null,null,null,null,null,null,null,null,null,null,null,null,null,null,null,null,null,null,null,null,null,null,null,null,null,null,null,null,null,null,null,null,null,null,null,null,365,18,8754,{"$f":"OFFSET(EMP!$D$1,IF($CA$1,BX8756,366-BX8756),BY8756)","v":1197},{"$f":"IF(BZ8756=SUMIF(EMP!$AQ$51:$AQ$90,CB8755,EMP!$BK$51:$BK$90),CB8755+1,CB8755)","v":10},59,{"$f":"SUMIF(EMP!$AQ$51:$AQ$90,CB8756,EMP!$BJ$51:$BJ$90)","v":976.86343797274662}]
[null,null,null,null,null,null,null,null,null,null,null,null,null,null,null,null,null,null,null,null,null,null,null,null,null,null,null,null,null,null,null,null,null,null,null,null,null,null,null,null,null,null,null,null,null,null,null,null,null,null,null,null,null,null,null,null,null,null,null,null,null,null,null,null,null,null,null,null,null,null,null,null,null,null,null,365,19,8755,{"$f":"OFFSET(EMP!$D$1,IF($CA$1,BX8757,366-BX8757),BY8757)","v":1312.4},{"$f":"IF(BZ8757=SUMIF(EMP!$AQ$51:$AQ$90,CB8756,EMP!$BK$51:$BK$90),CB8756+1,CB8756)","v":10},59,{"$f":"SUMIF(EMP!$AQ$51:$AQ$90,CB8757,EMP!$BJ$51:$BJ$90)","v":976.86343797274662}]
[null,null,null,null,null,null,null,null,null,null,null,null,null,null,null,null,null,null,null,null,null,null,null,null,null,null,null,null,null,null,null,null,null,null,null,null,null,null,null,null,null,null,null,null,null,null,null,null,null,null,null,null,null,null,null,null,null,null,null,null,null,null,null,null,null,null,null,null,null,null,null,null,null,null,null,365,20,8756,{"$f":"OFFSET(EMP!$D$1,IF($CA$1,BX8758,366-BX8758),BY8758)","v":1349.5},{"$f":"IF(BZ8758=SUMIF(EMP!$AQ$51:$AQ$90,CB8757,EMP!$BK$51:$BK$90),CB8757+1,CB8757)","v":10},59,{"$f":"SUMIF(EMP!$AQ$51:$AQ$90,CB8758,EMP!$BJ$51:$BJ$90)","v":976.86343797274662}]
[null,null,null,null,null,null,null,null,null,null,null,null,null,null,null,null,null,null,null,null,null,null,null,null,null,null,null,null,null,null,null,null,null,null,null,null,null,null,null,null,null,null,null,null,null,null,null,null,null,null,null,null,null,null,null,null,null,null,null,null,null,null,null,null,null,null,null,null,null,null,null,null,null,null,null,365,21,8757,{"$f":"OFFSET(EMP!$D$1,IF($CA$1,BX8759,366-BX8759),BY8759)","v":1327.2},{"$f":"IF(BZ8759=SUMIF(EMP!$AQ$51:$AQ$90,CB8758,EMP!$BK$51:$BK$90),CB8758+1,CB8758)","v":10},32,{"$f":"SUMIF(EMP!$AQ$51:$AQ$90,CB8759,EMP!$BJ$51:$BJ$90)","v":976.86343797274662}]
[null,null,null,null,null,null,null,null,null,null,null,null,null,null,null,null,null,null,null,null,null,null,null,null,null,null,null,null,null,null,null,null,null,null,null,null,null,null,null,null,null,null,null,null,null,null,null,null,null,null,null,null,null,null,null,null,null,null,null,null,null,null,null,null,null,null,null,null,null,null,null,null,null,null,null,365,22,8758,{"$f":"OFFSET(EMP!$D$1,IF($CA$1,BX8760,366-BX8760),BY8760)","v":1263},{"$f":"IF(BZ8760=SUMIF(EMP!$AQ$51:$AQ$90,CB8759,EMP!$BK$51:$BK$90),CB8759+1,CB8759)","v":10},10,{"$f":"SUMIF(EMP!$AQ$51:$AQ$90,CB8760,EMP!$BJ$51:$BJ$90)","v":976.86343797274662}]
[null,null,null,null,null,null,null,null,null,null,null,null,null,null,null,null,null,null,null,null,null,null,null,null,null,null,null,null,null,null,null,null,null,null,null,null,null,null,null,null,null,null,null,null,null,null,null,null,null,null,null,null,null,null,null,null,null,null,null,null,null,null,null,null,null,null,null,null,null,null,null,null,null,null,null,365,23,8759,{"$f":"OFFSET(EMP!$D$1,IF($CA$1,BX8761,366-BX8761),BY8761)","v":1176},{"$f":"IF(BZ8761=SUMIF(EMP!$AQ$51:$AQ$90,CB8760,EMP!$BK$51:$BK$90),CB8760+1,CB8760)","v":10},0,{"$f":"SUMIF(EMP!$AQ$51:$AQ$90,CB8761,EMP!$BJ$51:$BJ$90)","v":976.86343797274662}]
[null,null,null,null,null,null,null,null,null,null,null,null,null,null,null,null,null,null,null,null,null,null,null,null,null,null,null,null,null,null,null,null,null,null,null,null,null,null,null,null,null,null,null,null,null,null,null,null,null,null,null,null,null,null,null,null,null,null,null,null,null,null,null,null,null,null,null,null,null,null,null,null,null,null,null,365,24,8760,{"$f":"OFFSET(EMP!$D$1,IF($CA$1,BX8762,366-BX8762),BY8762)","v":1143},{"$f":"IF(BZ8762=SUMIF(EMP!$AQ$51:$AQ$90,CB8761,EMP!$BK$51:$BK$90),CB8761+1,CB8761)","v":11},0,{"$f":"SUMIF(EMP!$AQ$51:$AQ$90,CB8762,EMP!$BJ$51:$BJ$90)","v":0}]
[null,null,null,null,null,null,null,null,null,null,null,null,null,null,null,null,null,null,null,null,null,null,null,null,null,null,null,null,null,null,null,null,null,null,null,null,null,null,null,null,null,null,null,null,null,null,null,null,null,null,null,null,null,null,null,null,null,null,null,null,null,null,null,null,null,null,null,null,null,null,null,null,null,null,null,null,null,null,{"$f":"SUM(CA3:CA8762)/1000","v":9478.899799999992},null,9478.899799999992,{"$f":"SUMIF(EMP!$AQ$51:$AQ$90,CB8763,EMP!$BJ$51:$BJ$90)","v":0}]

{"sheet":"GHA","index":1,"n_rows":8763,"n_cols":82,"rows_kept":1125,"cut":true,"hidden":false,"merged":[],"bounds":{"rows_first":500,"rows_last":125,"rows_between":500,"halvings":2}}
["day #","Date","wkday#","weekday",0,{"$f":"E1+1","v":1},{"$f":"F1+1","v":2},3,4,5,6,7,8,9,10,11,12,13,14,15,16,17,18,19,20,21,22,23,"sum(row)","Moving average","Season","day type","Group",0.1,null,null,null,null,null,null,null,null,null,{"$f":"0.00000001","v":1E-8},null,null,null,null,null,null,null,null,null,null,null,null,null,null,null,null,null,null,null,null,null,null,null,null,null,null,null,null,null,null,null,null,null,"up",1,"Blck index"]
[1,"2009-01-01",{"$f":"WEEKDAY(B2,2)","v":4},{"$f":"VLOOKUP(C2,weekdays,2,FALSE)","v":"Thursday"},1076,1091,1076,1071,1060,1062,972,970,951,972,975,1016,1021,1004,992,980,965,1056,1225,1270,1251,1226,1176,1101,{"$f":"SUM(E2:AB2)","v":25559},null,{"$f":"IF(AND(A2>$AJ$6,A2<$AJ$7),\"s2\",IF(A2<=$AJ$6,\"s1\",\"s3\"))","v":"s1"},"d1",{"$f":"AE2&AF2","v":"s1d1"},null,null,null,null,null,null,null,null,null,null,null,null,"Average working day calculation",null,null,null,null,null,null,null,null,null,null,null,null,null,null,null,null,null,null,null,null,null,null,null,null,null,null,null,null,null,"day","hr","Vector index","Load vector",null,"Sorted load duration curve","Sorted Agg load"]
[{"$f":"A2+1","v":2},"2009-01-02",{"$f":"WEEKDAY(B3,2)","v":5},"Friday",1075,1040,1006,998,1011,1022,999,1061,1093,1136,1155,1157,1128,1122,1146,1137,1146,1200,1287,1304,1306,1268,1225,1156,27178,null,{"$f":"IF(AND(A3>$AJ$6,A3<$AJ$7),\"s2\",IF(A3<=$AJ$6,\"s1\",\"s3\"))","v":"s1"},"d1",{"$f":"AE3&AF3","v":"s1d1"},null,"Start Day","End Day","Days","Days frac","Energy","Energy frac","Max Power","Row (Max)","Column (Max)",null,null,null,null,null,null,null,null,null,null,null,null,null,null,null,null,null,null,null,null,null,null,null,null,null,null,null,null,null,null,null,null,{"$f":"ROUNDDOWN((BZ3-1)/24,0)+1","v":1},1,1,{"$f":"OFFSET(GHA!$D$1,IF($CA$1,BX3,366-BX3),BY3)","v":1076},1,1475,{"$f":"SUMIF(GHA!$AQ$51:$AQ$90,CB3,GHA!$BJ$51:$BJ$90)","v":1475}]
[{"$f":"A3+1","v":3},"2009-01-03",6,"Saturday",1134,1099,1094,1067,1073,1078,1001,982,988,1033,972,999,996,999,1000,993,885,1033,1131,1195,1212,1163,1130,1051,25308,null,"s1","d1","s1d1",null,null,null,null,null,null,null,"MW",null,null,null,null,null,null,null,null,null,null,null,null,null,null,null,null,null,null,null,null,null,null,null,null,null,null,null,null,null,null,null,null,null,null,1,{"$f":"BZ4","v":2},{"$f":"BZ3+1","v":2},{"$f":"OFFSET(GHA!$D$1,IF($CA$1,BX4,366-BX4),BY4)","v":1091},{"$f":"IF(BZ4=SUMIF(GHA!$AQ$51:$AQ$90,CB3,GHA!$BK$51:$BK$90),CB3+1,CB3)","v":1},1474,{"$f":"SUMIF(GHA!$AQ$51:$AQ$90,CB4,GHA!$BJ$51:$BJ$90)","v":1475}]
[4,"2009-01-04",7,"Sunday",1019,1012,963,950,953,987,918,924,924,889,881,878,900,922,946,935,933,984,1200,1191,1167,1146,1052,1043,23717,null,"s1","d1","s1d1","Annual",1,365,{"$f":"AJ5-AI5+1","v":365},null,{"$f":"AM19","v":9478.8997999999992},null,{"$f":"findmax(OFFSET($E$2,$AI5-1,0,$AK5,24),AI5)","v":1475},350,19,null,null,null,null,null,null,null,null,null,null,null,null,null,null,null,null,null,null,null,null,null,null,null,null,null,null,null,null,null,null,null,null,1,3,3,{"$f":"OFFSET(GHA!$D$1,IF($CA$1,BX5,366-BX5),BY5)","v":1076},{"$f":"IF(BZ5=SUMIF(GHA!$AQ$51:$AQ$90,CB4,GHA!$BK$51:$BK$90),CB4+1,CB4)","v":1},1439,{"$f":"SUMIF(GHA!$AQ$51:$AQ$90,CB5,GHA!$BJ$51:$BJ$90)","v":1475}]
[5,"2009-01-05",1,"Monday",961,950,927,930,931,957,948,1021,1073,1085,1108,1131,1112,1125,1145,1133,1114,1143,1264,1269,1245,1216,1136,1076,26000,null,"s1","d1","s1d1","s1",1,126,{"$f":"AJ6-AI6+1","v":126},{"$f":"AK6/AK$5","v":0.34520547945205482},{"$f":"SUMIF($AP$13:$AP$18,AH6,$AM$13:$AM$18)","v":3286.9733000000001},{"$f":"AM6/$AM$5","v":0.34676738538791185},{"$f":"findmax(OFFSET($E$2,$AI6-1,0,$AK6,24),AI6)","v":1359},118,20,null,null,null,null,null,null,null,null,null,null,null,null,null,null,null,null,null,null,null,null,null,null,null,null,null,null,null,null,null,null,null,null,1,4,4,{"$f":"OFFSET(GHA!$D$1,IF($CA$1,BX6,366-BX6),BY6)","v":1071},{"$f":"IF(BZ6=SUMIF(GHA!$AQ$51:$AQ$90,CB5,GHA!$BK$51:$BK$90),CB5+1,CB5)","v":1},1424,{"$f":"SUMIF(GHA!$AQ$51:$AQ$90,CB6,GHA!$BJ$51:$BJ$90)","v":1475}]
[6,"2009-01-06",2,"Tuesday",1148,1127,1118,1096,1111,1039,994,1046,1106,1109,1109,1102,1073,1123,1132,1115,1078,1096,1224,1251,1229,1214,1156,1080,26876,null,"s1","d1","s1d1","s2",{"$f":"AJ6+1","v":127},249,{"$f":"AJ7-AI7+1","v":123},{"$f":"AK7/AK$5","v":0.33698630136986302},{"$f":"SUMIF($AP$13:$AP$18,AH7,$AM$13:$AM$18)","v":3025.0528999999992},{"$f":"AM7/$AM$5","v":0.31913544438986469},{"$f":"findmax(OFFSET($E$2,$AI7-1,0,$AK7,24),AI7)","v":1337},138,20,null,null,null,null,null,null,null,null,null,null,null,null,null,null,null,null,null,null,null,null,null,null,null,null,null,null,null,null,null,null,null,null,1,5,5,{"$f":"OFFSET(GHA!$D$1,IF($CA$1,BX7,366-BX7),BY7)","v":1060},{"$f":"IF(BZ7=SUMIF(GHA!$AQ$51:$AQ$90,CB6,GHA!$BK$51:$BK$90),CB6+1,CB6)","v":1},1417,{"$f":"SUMIF(GHA!$AQ$51:$AQ$90,CB7,GHA!$BJ$51:$BJ$90)","v":1475}]
[7,"2009-01-07",3,"Wednesday",1050,1057,1023,922,1037,1079,1007,1047,1109,1143,1149,1161,1161,1178,1186,1135,1091,1100,1258,1283,1262,1205,1133,1094,26870,null,"s1","d1","s1d1","s3",{"$f":"AJ7+1","v":250},365,{"$f":"AJ8-AI8+1","v":116},{"$f":"AK8/AK$5","v":0.31780821917808222},{"$f":"SUMIF($AP$13:$AP$18,AH8,$AM$13:$AM$18)","v":3166.8735999999994},{"$f":"AM8/$AM$5","v":0.33409717022222346},{"$f":"findmax(OFFSET($E$2,$AI8-1,0,$AK8,24),AI8)","v":1475},350,19,null,null,null,null,null,null,null,null,null,null,null,null,null,null,null,null,null,null,null,null,null,null,null,null,null,null,null,null,null,null,null,null,1,6,6,{"$f":"OFFSET(GHA!$D$1,IF($CA$1,BX8,366-BX8),BY8)","v":1062},{"$f":"IF(BZ8=SUMIF(GHA!$AQ$51:$AQ$90,CB7,GHA!$BK$51:$BK$90),CB7+1,CB7)","v":1},1415,{"$f":"SUMIF(GHA!$AQ$51:$AQ$90,CB8,GHA!$BJ$51:$BJ$90)","v":1475}]
[8,"2009-01-08",4,"Thursday",1048,1048,1022,998,1012,1062,985,1055.5,1106.5,1115.5,1153.5,1159.5,1151.5,1146.5,1159.5,1154,1125,1133,1305,1309,1319,1256,1179,1088,27091,null,"s1","d1","s1d1",null,null,null,null,null,null,null,"Load factor",{"$f":"AM19/(AO5*8.67)","v":0.74121946317909015},null,null,null,null,null,null,null,null,null,null,null,null,null,null,null,null,null,null,null,null,null,null,null,null,null,null,null,null,null,null,null,null,null,1,7,7,{"$f":"OFFSET(GHA!$D$1,IF($CA$1,BX9,366-BX9),BY9)","v":972},{"$f":"IF(BZ9=SUMIF(GHA!$AQ$51:$AQ$90,CB8,GHA!$BK$51:$BK$90),CB8+1,CB8)","v":1},1411,{"$f":"SUMIF(GHA!$AQ$51:$AQ$90,CB9,GHA!$BJ$51:$BJ$90)","v":1475}]
[9,"2009-01-09",5,"Friday",1073,1042,1000,1013,1041,1145,1008,1048,1069,1054,1008,1101,1101,1097,1100,1110,1099,1111,1265,1279,1291,1223,1166,1085,26529,null,"s1","d1","s1d1",null,null,null,null,null,null,null,null,null,null,null,null,null,null,null,null,null,null,null,null,null,null,null,null,null,null,null,null,null,null,null,null,null,null,null,null,null,null,null,null,null,null,1,8,8,{"$f":"OFFSET(GHA!$D$1,IF($CA$1,BX10,366-BX10),BY10)","v":970},{"$f":"IF(BZ10=SUMIF(GHA!$AQ$51:$AQ$90,CB9,GHA!$BK$51:$BK$90),CB9+1,CB9)","v":1},1409.7,{"$f":"SUMIF(GHA!$AQ$51:$AQ$90,CB10,GHA!$BJ$51:$BJ$90)","v":1475}]
[10,"2009-01-10",6,"Saturday",1053,1025,1000,990,1003,1039,947,923,941,949,973,981,1001,986,1002,995,980,1018,1230,1284,1274,1240,1111,1068,25013,null,"s1","d1","s1d1",null,null,null,null,null,null,null,null,null,null,null,null,"Energy (GWh)",null,null,null,null,null,null,null,null,null,null,null,null,null,null,null,null,null,null,null,null,null,null,null,null,null,null,null,null,null,1,9,9,{"$f":"OFFSET(GHA!$D$1,IF($CA$1,BX11,366-BX11),BY11)","v":951},{"$f":"IF(BZ11=SUMIF(GHA!$AQ$51:$AQ$90,CB10,GHA!$BK$51:$BK$90),CB10+1,CB10)","v":1},1409.2,{"$f":"SUMIF(GHA!$AQ$51:$AQ$90,CB11,GHA!$BJ$51:$BJ$90)","v":1475}]
[11,"2009-01-11",7,"Sunday",1029,1011,966,994,1008,1016,936,941,912,907,897,901,918,932,951,943,975,991,1218,1242,1229,1214,1121,1046,24298,{"$f":"W14","v":1304},"s1","d1","s1d1",null,null,"Days","Duration","Duration(N)","Energy (GWh)","Energy share","Share (N)",null,null,null,null,0,{"$f":"AT12+1","v":1},{"$f":"AU12+1","v":2},3,4,5,6,7,8,9,10,11,12,13,14,15,16,17,18,19,20,21,22,23,null,null,null,null,null,null,1,10,10,{"$f":"OFFSET(GHA!$D$1,IF($CA$1,BX12,366-BX12),BY12)","v":972},{"$f":"IF(BZ12=SUMIF(GHA!$AQ$51:$AQ$90,CB11,GHA!$BK$51:$BK$90),CB11+1,CB11)","v":1},1407.4,{"$f":"SUMIF(GHA!$AQ$51:$AQ$90,CB12,GHA!$BJ$51:$BJ$90)","v":1475}]
[12,"2009-01-12",1,"Monday",1018,979,965,979,979,1050,957,1019,1106,1125,1142,1066,1112,1130,1144,1117,1111,1128,1294,1310,1308,1252,1178,1081,26550,{"$f":"AD12*(1-$AH$1)+W13*$AH$1","v":1303.0000000000002},"s1","d1","s1d1",null,null,{"$f":"COUNTIF($AG$2:$AG$366,$AR13)","v":126},{"$f":"AJ13/AJ$19","v":0.34520547945205482},{"$f":"AJ13/(AJ13+AJ14)","v":1},{"$f":"SUMIF($AG$2:$AG$366,AR13,$AC$2:$AC$366)/1000","v":3286.9733000000001},{"$f":"AM13/$AM$19","v":0.34676738538791185},{"$f":"AM13/(AM13+AM14)","v":1},"s1","d1",{"$f":"AP13&AQ13","v":"s1d1"},"Pre-winter weekday",{"$f":"SUMIF($AG$2:$AG$367,$AP13&$AQ13,E$2:E$367)/1000","v":133.55500000000001},131.20620000000002,128.52799999999999,127.56619999999999,129.35400000000001,132.82300000000001,124.417,127.51900000000001,131.8125,132.94,132.62470000000002,133.5333,133.77099999999999,135.05950000000001,136.50210000000001,136.83410000000001,{"$f":"SUMIF($AG$2:$AG$367,$AP13&$AQ13,U$2:U$367)/1000","v":135.511},135.9331,154.85479999999998,157.67490000000004,157.16790000000003,153.97720000000001,145.23489999999998,138.57389999999998,null,null,null,null,null,null,1,11,11,{"$f":"OFFSET(GHA!$D$1,IF($CA$1,BX13,366-BX13),BY13)","v":975},{"$f":"IF(BZ13=SUMIF(GHA!$AQ$51:$AQ$90,CB12,GHA!$BK$51:$BK$90),CB12+1,CB12)","v":1},1407,{"$f":"SUMIF(GHA!$AQ$51:$AQ$90,CB13,GHA!$BJ$51:$BJ$90)","v":1475}]
[13,"2009-01-13",2,"Tuesday",1089,1071,1029,1027,1066,1092,1045,1042,1092,1045,1080,1102,1085,943,1068,1090,1055,1085,1304,1315,1308,1283,1215,1129,26660,1303.1000000000004,"s1","d1","s1d1",null,null,0,0,{"$f":"1-AL13","v":0},0,0,{"$f":"1-AO13","v":0},"s1","d2","s1d2","pre-winter weekend",0,0,0,0,0,0,0,0,0,0,0,0,0,0,0,0,0,0,0,0,0,0,0,0,null,null,null,null,null,null,1,12,12,{"$f":"OFFSET(GHA!$D$1,IF($CA$1,BX14,366-BX14),BY14)","v":1016},{"$f":"IF(BZ14=SUMIF(GHA!$AQ$51:$AQ$90,CB13,GHA!$BK$51:$BK$90),CB13+1,CB13)","v":1},1405,{"$f":"SUMIF(GHA!$AQ$51:$AQ$90,CB14,GHA!$BJ$51:$BJ$90)","v":1475}]
[14,"2009-01-14",3,"Wednesday",1093,1055,1068,1032,1049,1083,1051,1056,1112,1136,1111,1053,1085,1135,1130,1151,1171,1142,1302,1309,1316,1284,1228,1135,27287,1302.9900000000005,"s1","d1","s1d1",null,null,122,0.33424657534246577,{"$f":"AJ15/(AJ15+AJ16)","v":1},3025.0528999999992,0.31913544438986469,{"$f":"AM15/(AM15+AM16)","v":1},"s2","d1","s2d1","winter weekday",120.56,117.952,116.379,116.01600000000001,118.514,120.452,116.416,119.625,123.05800000000001,123.38639999999999,122.3972,122.1446,120.3432,122.67100000000001,123.85190000000001,125.6769,125.089,125.6129,147.10890000000001,150.0119,147.46230000000003,141.58890000000002,132.76779999999999,125.968,null,null,null,null,null,null,1,13,13,{"$f":"OFFSET(GHA!$D$1,IF($CA$1,BX15,366-BX15),BY15)","v":1021},{"$f":"IF(BZ15=SUMIF(GHA!$AQ$51:$AQ$90,CB14,GHA!$BK$51:$BK$90),CB14+1,CB14)","v":1},1404.7,{"$f":"SUMIF(GHA!$AQ$51:$AQ$90,CB15,GHA!$BJ$51:$BJ$90)","v":1475}]
[15,"2009-01-15",4,"Thursday",1096,1045,1032,1050,1048,1104,1058,1100,1110,1013,1021,1028,1040,1075,1091,1125,1095,1132,1306,1327,1327,1292,1200,1152,26867,1303.2910000000004,"s1","d1","s1d1",null,null,0,0,{"$f":"1-AL15","v":0},0,0,{"$f":"1-AO15","v":0},"s2","d2","s2d2","winter weekend",0,0,0,0,0,0,0,0,0,0,0,0,0,0,0,0,0,0,0,0,0,0,0,0,null,null,null,null,null,null,1,14,14,{"$f":"OFFSET(GHA!$D$1,IF($CA$1,BX16,366-BX16),BY16)","v":1004},{"$f":"IF(BZ16=SUMIF(GHA!$AQ$51:$AQ$90,CB15,GHA!$BK$51:$BK$90),CB15+1,CB15)","v":1},1404.1,{"$f":"SUMIF(GHA!$AQ$51:$AQ$90,CB16,GHA!$BJ$51:$BJ$90)","v":1475}]
[16,"2009-01-16",5,"Friday",1075,1042,1021,1037,1059,1142,1056,1111,1109,1131,1147,1143,1135,1156,1159,1174,1099,1150,1323,1332,1307,1278,1213,1156,27555,1305.2619000000004,"s1","d1","s1d1",null,null,117,0.32054794520547947,{"$f":"AJ17/(AJ17+AJ18)","v":1},3166.8735999999994,0.33409717022222346,{"$f":"AM17/(AM17+AM18)","v":1},"s3","d1","s3d1","post-winter weekday",126.88750000000002,124.4785,122.74849999999998,122.36009999999999,125.4136,127.044,119.91380000000001,122.7688,126.8685,127.9789,128.12040000000002,127.97900000000001,127.86280000000001,128.57499999999999,129.93540000000002,130.66590000000002,129.72210000000001,138.10410000000002,153.37700000000001,154.73050000000001,152.87059999999997,148.0401,139.03749999999999,131.39099999999999,null,null,null,null,null,null,1,15,15,{"$f":"OFFSET(GHA!$D$1,IF($CA$1,BX17,366-BX17),BY17)","v":992},{"$f":"IF(BZ17=SUMIF(GHA!$AQ$51:$AQ$90,CB16,GHA!$BK$51:$BK$90),CB16+1,CB16)","v":1},1403.5,{"$f":"SUMIF(GHA!$AQ$51:$AQ$90,CB17,GHA!$BJ$51:$BJ$90)","v":1475}]
[17,"2009-01-17",6,"Saturday",1117,1084,1053,1055,1070,1175,1036,995,1032,1060,1060,1044,1050,1049,1072,1069,1070,1102,1297,1321,1321,1284,1198,1175,26789,1304.4357100000004,"s1","d1","s1d1",null,null,0,0,{"$f":"1-AL17","v":0},0,0,{"$f":"1-AO17","v":0},"s3","d2","s3d2","post-winter weekend",0,0,0,0,0,0,0,0,0,0,0,0,0,0,0,0,0,0,0,0,0,0,0,0,null,null,null,null,null,null,1,16,16,{"$f":"OFFSET(GHA!$D$1,IF($CA$1,BX18,366-BX18),BY18)","v":980},{"$f":"IF(BZ18=SUMIF(GHA!$AQ$51:$AQ$90,CB17,GHA!$BK$51:$BK$90),CB17+1,CB17)","v":1},1403.3,{"$f":"SUMIF(GHA!$AQ$51:$AQ$90,CB18,GHA!$BJ$51:$BJ$90)","v":1475}]
[18,"2009-01-18",7,"Sunday",1103,1072,1066,1042,1065,1085,981,979,963,932,919,953,957,985,992,993,991,1046,1214,1246,1239,1209,1125,1061,25218,1295.3921390000005,"s1","d1","s1d1",null,"Total",{"$f":"SUM(AJ13:AJ18)","v":365},{"$f":"SUM(AK13:AK18)","v":1},null,{"$f":"SUM(AM13:AM18)","v":9478.8997999999992},{"$f":"SUM(AN13:AN18)","v":1},null,null,null,null,null,null,null,null,null,null,null,null,null,null,null,null,null,null,null,null,null,null,null,null,null,null,null,null,null,null,null,null,null,null,null,1,17,17,{"$f":"OFFSET(GHA!$D$1,IF($CA$1,BX19,366-BX19),BY19)","v":965},{"$f":"IF(BZ19=SUMIF(GHA!$AQ$51:$AQ$90,CB18,GHA!$BK$51:$BK$90),CB18+1,CB18)","v":1},1403,{"$f":"SUMIF(GHA!$AQ$51:$AQ$90,CB19,GHA!$BJ$51:$BJ$90)","v":1475}]
[19,"2009-01-19",1,"Monday",1001,977,959,962,1025,1110,1001,1013,1053,1068,1065,1065,1055,1056,1124,1085,1070,1053,1257,1228,1228,1206,1105,1088,25854,1291.5529251000005,"s1","d1","s1d1",null,null,null,null,null,null,null,null,null,null,null,null,null,null,null,null,null,null,null,null,null,null,null,null,null,null,null,null,null,null,null,null,null,null,null,null,null,null,null,null,null,null,1,18,18,{"$f":"OFFSET(GHA!$D$1,IF($CA$1,BX20,366-BX20),BY20)","v":1056},{"$f":"IF(BZ20=SUMIF(GHA!$AQ$51:$AQ$90,CB19,GHA!$BK$51:$BK$90),CB19+1,CB19)","v":1},1402.2,{"$f":"SUMIF(GHA!$AQ$51:$AQ$90,CB20,GHA!$BJ$51:$BJ$90)","v":1475}]
[20,"2009-01-20",2,"Tuesday",1018,1009,1008,1009,1030,1140,992,990,1120,1009,1010,1028,970,1004,1038,1062,1062,1094,1260,1171,1230,1143,1074,1008,25479,1288.3976325900005,"s1","d1","s1d1",null,null,null,null,null,null,null,null,null,"max blocks","Characterization",null,0,{"$f":"AT21+1","v":1},{"$f":"AU21+1","v":2},3,4,5,6,7,8,9,10,11,12,13,14,15,16,17,18,19,20,21,22,23,null,null,null,null,null,null,1,19,19,{"$f":"OFFSET(GHA!$D$1,IF($CA$1,BX21,366-BX21),BY21)","v":1225},{"$f":"IF(BZ21=SUMIF(GHA!$AQ$51:$AQ$90,CB20,GHA!$BK$51:$BK$90),CB20+1,CB20)","v":1},1400.7,{"$f":"SUMIF(GHA!$AQ$51:$AQ$90,CB21,GHA!$BJ$51:$BJ$90)","v":1475}]
[21,"2009-01-21",3,"Wednesday",1005,969,942,942,972,1040,960,902,977,991,1010,868,1014,1020,1038,1060,1031,1025,1224,1260,1253,1180,1080,982,24745,1281.9578693310007,"s1","d1","s1d1",null,null,null,null,null,null,null,null,1,{"$f":"MAX(AT22:BQ22)","v":3},{"$f":"AR13","v":"s1d1"},{"$f":"AP22","v":1},1,1,1,1,1,1,2,2,2,2,2,2,2,2,2,2,2,2,3,3,3,3,3,1,null,null,null,null,null,null,1,20,20,{"$f":"OFFSET(GHA!$D$1,IF($CA$1,BX22,366-BX22),BY22)","v":1270},{"$f":"IF(BZ22=SUMIF(GHA!$AQ$51:$AQ$90,CB21,GHA!$BK$51:$BK$90),CB21+1,CB21)","v":1},1400,{"$f":"SUMIF(GHA!$AQ$51:$AQ$90,CB22,GHA!$BJ$51:$BJ$90)","v":1475}]
[22,"2009-01-22",4,"Thursday",979,891,956,941,994,1067,1002,938,984,970,874,983,989,990,1024,1054,1039,1068,1242,1265,1257,1206,1082,1010,24805,1277.9620823979008,"s1","d1","s1d1",null,null,null,null,null,null,null,null,{"$f":"AP22+1","v":2},3,"s1d2",2,1,1,1,1,1,1,2,2,2,2,2,2,2,2,2,2,2,2,3,3,3,3,3,1,null,null,null,null,null,null,1,21,21,{"$f":"OFFSET(GHA!$D$1,IF($CA$1,BX23,366-BX23),BY23)","v":1251},{"$f":"IF(BZ23=SUMIF(GHA!$AQ$51:$AQ$90,CB22,GHA!$BK$51:$BK$90),CB22+1,CB22)","v":1},1399,{"$f":"SUMIF(GHA!$AQ$51:$AQ$90,CB23,GHA!$BJ$51:$BJ$90)","v":1475}]
[23,"2009-01-23",5,"Friday",982,967,990,951,988,1062,996,957,897,958,951,958,966,983,998,1018,1112,1044.4000000000001,1224.9000000000001,1243,1236,1143,1074,1012,24711.300000000003,1272.6558741581107,"s1","d1","s1d1",null,null,null,null,null,null,null,null,{"$f":"AP23+1","v":3},3,"s2d1",3,1,1,1,1,1,1,2,2,2,2,2,2,2,2,2,2,2,2,3,3,3,3,3,1,null,null,null,null,null,null,1,22,22,{"$f":"OFFSET(GHA!$D$1,IF($CA$1,BX24,366-BX24),BY24)","v":1226},{"$f":"IF(BZ24=SUMIF(GHA!$AQ$51:$AQ$90,CB23,GHA!$BK$51:$BK$90),CB23+1,CB23)","v":1},1398,{"$f":"SUMIF(GHA!$AQ$51:$AQ$90,CB24,GHA!$BJ$51:$BJ$90)","v":1475}]
[24,"2009-01-24",6,"Saturday",1028,946.2,916,921.2,933,978,920,938,889,863,884,876,891,900,903,908,931,968,118,1195,1189,1120,1051,994,22260.400000000001,1157.1902867422996,"s1","d1","s1d1",null,null,null,null,null,null,null,null,{"$f":"AP24+1","v":4},3,"s2d2",4,1,1,1,1,1,1,2,2,2,2,2,2,2,2,2,2,2,2,3,3,3,3,3,1,null,null,null,null,null,null,1,23,23,{"$f":"OFFSET(GHA!$D$1,IF($CA$1,BX25,366-BX25),BY25)","v":1176},{"$f":"IF(BZ25=SUMIF(GHA!$AQ$51:$AQ$90,CB24,GHA!$BK$51:$BK$90),CB24+1,CB24)","v":1},1398,{"$f":"SUMIF(GHA!$AQ$51:$AQ$90,CB25,GHA!$BJ$51:$BJ$90)","v":1475}]
[25,"2009-01-25",7,"Sunday",941,917,873,862,920,939,906,901,861,830,810,808,826,827,854,895,912,987,1219,1206,1212,1158,1066,988,22718,1163.3712580680697,"s1","d1","s1d1",null,null,null,null,null,null,null,null,{"$f":"AP25+1","v":5},4,"s3d1",5,1,1,1,1,1,1,2,2,2,2,2,2,2,2,2,2,2,2,3,4,3,3,3,1,null,null,null,null,null,null,1,24,24,{"$f":"OFFSET(GHA!$D$1,IF($CA$1,BX26,366-BX26),BY26)","v":1101},{"$f":"IF(BZ26=SUMIF(GHA!$AQ$51:$AQ$90,CB25,GHA!$BK$51:$BK$90),CB25+1,CB25)","v":1},1397.8,{"$f":"SUMIF(GHA!$AQ$51:$AQ$90,CB26,GHA!$BJ$51:$BJ$90)","v":1475}]
[26,"2009-01-26",1,"Monday",941,900,878,888,935,1060,982,969,1011,989,1035,1012,1029,1045,1084,1067,1093,1080,1264,1297,1298,1238,1111,1071,25277,1173.4341322612629,"s1","d1","s1d1",null,null,null,null,null,null,null,null,{"$f":"AP26+1","v":6},4,"s3d2",6,1,1,1,1,1,1,2,2,2,2,2,2,2,2,2,2,2,2,3,4,3,3,3,1,null,null,null,null,null,null,2,{"$f":"BY3","v":1},25,{"$f":"OFFSET(GHA!$D$1,IF($CA$1,BX27,366-BX27),BY27)","v":1075},{"$f":"IF(BZ27=SUMIF(GHA!$AQ$51:$AQ$90,CB26,GHA!$BK$51:$BK$90),CB26+1,CB26)","v":1},1397.3,{"$f":"SUMIF(GHA!$AQ$51:$AQ$90,CB27,GHA!$BJ$51:$BJ$90)","v":1475}]
[27,"2009-01-27",2,"Tuesday",1054,1043,1005,1014,1045,1121,1065,1008,1051,1059,1068,1035,1055,1064,1078,1104,1078,1075,1258,1287,1286,1243,1164,1025,26285,1181.8907190351365,"s1","d1","s1d1",null,null,null,null,null,null,null,null,"Total blcks",{"$f":"AQ26+AQ24+AQ22","v":10},null,null,null,null,null,null,null,null,null,null,null,null,null,null,null,null,null,null,null,null,null,null,null,null,null,null,null,null,null,null,null,null,2,2,26,{"$f":"OFFSET(GHA!$D$1,IF($CA$1,BX28,366-BX28),BY28)","v":1040},{"$f":"IF(BZ28=SUMIF(GHA!$AQ$51:$AQ$90,CB27,GHA!$BK$51:$BK$90),CB27+1,CB27)","v":1},1395,{"$f":"SUMIF(GHA!$AQ$51:$AQ$90,CB28,GHA!$BJ$51:$BJ$90)","v":1475}]
[28,"2009-01-28",3,"Wednesday",1082,1029,1019,1016,1045,1103,1042,1033,1072,1103,1117,1130,1131,1118,1131,1133,1147,1118,1272,1302,1301,1270,1180,1119,27013,1190.9016471316229,"s1","d1","s1d1",null,null,null,null,null,null,null,null,null,null,null,null,null,null,null,null,null,null,null,null,null,null,null,null,null,null,null,null,null,null,null,null,null,null,null,null,null,null,null,null,null,null,2,3,27,{"$f":"OFFSET(GHA!$D$1,IF($CA$1,BX29,366-BX29),BY29)","v":1006},{"$f":"IF(BZ29=SUMIF(GHA!$AQ$51:$AQ$90,CB28,GHA!$BK$51:$BK$90),CB28+1,CB28)","v":1},1394.2,{"$f":"SUMIF(GHA!$AQ$51:$AQ$90,CB29,GHA!$BJ$51:$BJ$90)","v":1475}]
[29,"2009-01-29",4,"Thursday",1073,1060,1081,1062,1058,1122,1034,1009,1077,1085,1092,1081,1077,1090,1052,1054,1034,1081,1249,1288,1301,1272,1178,1110,26620,1196.7114824184607,"s1","d1","s1d1",null,null,null,null,null,null,null,null,"select day",1,{"$f":"VLOOKUP(AQ30,$AP$22:$AR$27,3,FALSE)","v":"s1d1"},"avg pwr",{"$f":"SUMIF($AR$13:$AR$18,$AR30,AT$13:AT$18)/SUMIF($AR$13:$AR$18,$AR30,$AK$13:$AK$18)/8.76*24","v":1059.9603174603176},1041.3190476190478,1020.063492063492,1012.4301587301587,1026.6190476190477,1054.1507936507937,987.43650793650795,1012.0555555555555,1046.1309523809523,1055.0793650793651,1052.5769841269844,1059.7880952380951,1061.6746031746029,1071.9007936507937,1083.3499999999999,1085.9849206349206,1075.4841269841268,1078.8341269841269,1229.0063492063491,1251.3880952380955,1247.3642857142859,1222.0412698412699,1152.6579365079363,1099.792857142857,null,null,null,null,null,null,2,4,28,{"$f":"OFFSET(GHA!$D$1,IF($CA$1,BX30,366-BX30),BY30)","v":998},{"$f":"IF(BZ30=SUMIF(GHA!$AQ$51:$AQ$90,CB29,GHA!$BK$51:$BK$90),CB29+1,CB29)","v":1},1393.8,{"$f":"SUMIF(GHA!$AQ$51:$AQ$90,CB30,GHA!$BJ$51:$BJ$90)","v":1475}]
[30,"2009-01-30",5,"Friday",1063,1058,1048,1016,1051,1103,1030,1028,1062,1118,1080,1055,1047,1077,1090,1098,1092,1084,1260,1242,1205,1182,1097,1030,26216,1203.0403341766146,"s1","d1","s1d1",null,null,null,null,null,null,null,null,null,null,{"$f":"VLOOKUP(AR30,AR13:AS18,2,FALSE)","v":"Pre-winter weekday"},"day with peak",{"$f":"OFFSET($E$1,$AP$5,AT$12)","v":1196},{"$f":"OFFSET($E$1,$AP$5,AU$12)","v":1184},1164,1161,1196,1244,1142,1201,1224,1256,1257.0999999999999,1262.0999999999999,1242.9000000000001,1276.5999999999999,1242.3,1251.8,1265.4000000000001,1303.5999999999999,1475,1474,1424,1411,1307,1240,null,null,null,null,null,null,2,5,29,{"$f":"OFFSET(GHA!$D$1,IF($CA$1,BX31,366-BX31),BY31)","v":1011},{"$f":"IF(BZ31=SUMIF(GHA!$AQ$51:$AQ$90,CB30,GHA!$BK$51:$BK$90),CB30+1,CB30)","v":1},1393.2,{"$f":"SUMIF(GHA!$AQ$51:$AQ$90,CB31,GHA!$BJ$51:$BJ$90)","v":1475}]
[31,"2009-01-31",6,"Saturday",1032,989,995,986,969,1009,925,939,926,875,885,898,943,989,998,980,880,953,1148,1221,1195,1167,1118,1051,24071,1197.5363007589531,"s1","d1","s1d1",null,null,null,null,null,null,null,null,null,null,null,"blck avg w/o corr",{"$f":"SUMIF($AR$51:$AR$90,$AR30&\"b\"&SUMIF($AR$22:$AR$27,$AR30,AT$22:AT$27),$BB$51:$BB$90)","v":1044.9051020408162},1044.9051020408162,1044.9051020408162,1044.9051020408162,1044.9051020408162,1044.9051020408162,1055.8580026455027,1055.8580026455027,1055.8580026455027,1055.8580026455027,1055.8580026455027,1055.8580026455027,1055.8580026455027,1055.8580026455027,1055.8580026455027,1055.8580026455027,1055.8580026455027,1055.8580026455027,1220.4915873015875,1220.4915873015875,1220.4915873015875,1220.4915873015875,1220.4915873015875,1044.9051020408162,null,null,null,null,null,null,2,6,30,{"$f":"OFFSET(GHA!$D$1,IF($CA$1,BX32,366-BX32),BY32)","v":1022},{"$f":"IF(BZ32=SUMIF(GHA!$AQ$51:$AQ$90,CB31,GHA!$BK$51:$BK$90),CB31+1,CB31)","v":1},1391.3,{"$f":"SUMIF(GHA!$AQ$51:$AQ$90,CB32,GHA!$BJ$51:$BJ$90)","v":1475}]
[32,"2009-02-01",7,"Sunday",912,873,861,864,982,983,921,910,917,934,938,944,966,977,953,956,958,969,1220,1223,1251,1201,1131,1072,23916,1199.7826706830579,"s1","d1","s1d1",null,null,null,null,null,null,null,null,null,null,null,"blck avg w corr",{"$f":"SUMIF($AR$51:$AR$90,$AR30&\"b\"&SUMIF($AR$22:$AR$27,$AR30,AT$22:AT$27),$BH$51:$BH$90)","v":1042.9053733257481},1042.9053733257481,1042.9053733257481,1042.9053733257481,1042.9053733257481,1042.9053733257481,1053.8373123810941,1053.8373123810941,1053.8373123810941,1053.8373123810941,1053.8373123810941,1053.8373123810941,1053.8373123810941,1053.8373123810941,1053.8373123810941,1053.8373123810941,1053.8373123810941,1053.8373123810941,1218.155822963889,1218.155822963889,1218.155822963889,1218.155822963889,1218.155822963889,1042.9053733257481,null,null,null,null,null,null,2,7,31,{"$f":"OFFSET(GHA!$D$1,IF($CA$1,BX33,366-BX33),BY33)","v":999},{"$f":"IF(BZ33=SUMIF(GHA!$AQ$51:$AQ$90,CB32,GHA!$BK$51:$BK$90),CB32+1,CB32)","v":1},1391,{"$f":"SUMIF(GHA!$AQ$51:$AQ$90,CB33,GHA!$BJ$51:$BJ$90)","v":1475}]
[33,"2009-02-02",1,"Monday",1032,989,995,986,969,1009,925,939,926,875,885,898,943,989,998,980,880,953,1148,1221,1195,1167,1118,1051,24071,1194.6044036147521,"s1","d1","s1d1",null,null,null,null,null,null,null,null,null,null,null,null,null,null,null,null,null,null,null,null,null,null,null,null,null,null,null,null,null,null,null,null,null,null,null,null,null,null,null,null,null,null,2,8,32,{"$f":"OFFSET(GHA!$D$1,IF($CA$1,BX34,366-BX34),BY34)","v":1061},{"$f":"IF(BZ34=SUMIF(GHA!$AQ$51:$AQ$90,CB33,GHA!$BK$51:$BK$90),CB33+1,CB33)","v":1},1390,{"$f":"SUMIF(GHA!$AQ$51:$AQ$90,CB34,GHA!$BJ$51:$BJ$90)","v":1475}]
[34,"2009-02-03",2,"Tuesday",1035,1038,1004,999,1029,1077,1018,1030,1078,1063,1081,1072,1075,1089,1093,1111,1093,1087,1257,1296,1277,1241,1166,1105,26414,1200.843963253277,"s1","d1","s1d1",null,null,null,null,null,null,null,null,null,null,null,null,null,null,null,null,null,null,null,null,null,null,null,null,null,null,null,null,null,null,null,null,null,null,null,null,null,null,null,null,null,null,2,9,33,{"$f":"OFFSET(GHA!$D$1,IF($CA$1,BX35,366-BX35),BY35)","v":1093},{"$f":"IF(BZ35=SUMIF(GHA!$AQ$51:$AQ$90,CB34,GHA!$BK$51:$BK$90),CB34+1,CB34)","v":1},1390,{"$f":"SUMIF(GHA!$AQ$51:$AQ$90,CB35,GHA!$BJ$51:$BJ$90)","v":1475}]
[35,"2009-02-04",3,"Wednesday",1111,1097,1004,1032,1046,1100,1012,1038,1065,1097,1121,1114,1138,1118,1133,1110,1155,1101,1282,1277,1272,1198,1156,1093,26870,1208.9595669279495,"s1","d1","s1d1",null,null,null,null,null,null,null,null,null,null,null,null,null,null,null,null,null,null,null,null,null,null,null,null,null,null,null,null,null,null,null,null,null,null,null,null,null,null,null,null,null,null,2,10,34,{"$f":"OFFSET(GHA!$D$1,IF($CA$1,BX36,366-BX36),BY36)","v":1136},{"$f":"IF(BZ36=SUMIF(GHA!$AQ$51:$AQ$90,CB35,GHA!$BK$51:$BK$90),CB35+1,CB35)","v":1},1389,{"$f":"SUMIF(GHA!$AQ$51:$AQ$90,CB36,GHA!$BJ$51:$BJ$90)","v":1475}]
[36,"2009-02-05",4,"Thursday",1050,1058,1020,1030,1043,1080,994,994,1090,1101,1152,1151.0999999999999,1128.9000000000001,1139,1129,1137,1099,1080,1254,763,1009,1164,1150,1094,25910,1213.4636102351546,"s1","d1","s1d1",null,null,null,null,null,null,null,null,null,null,null,null,null,null,null,null,null,null,null,null,null,null,null,null,null,null,null,null,null,null,null,null,null,null,null,null,null,null,null,null,null,null,2,11,35,{"$f":"OFFSET(GHA!$D$1,IF($CA$1,BX37,366-BX37),BY37)","v":1155},{"$f":"IF(BZ37=SUMIF(GHA!$AQ$51:$AQ$90,CB36,GHA!$BK$51:$BK$90),CB36+1,CB36)","v":1},1389,{"$f":"SUMIF(GHA!$AQ$51:$AQ$90,CB37,GHA!$BJ$51:$BJ$90)","v":1475}]
[37,"2009-02-06",5,"Friday",1071,1033,1045,1050,1045,935,838,880,925,939,962,1016,1160,1124,1164,1129,1100,1115,1295,1322,1312,1266,1210,1158,26094,1221.6172492116393,"s1","d1","s1d1",null,null,null,null,null,null,null,null,null,null,null,null,null,null,null,null,null,null,null,null,null,null,null,null,null,null,null,null,null,null,null,null,null,null,null,null,null,null,null,null,null,null,2,12,36,{"$f":"OFFSET(GHA!$D$1,IF($CA$1,BX38,366-BX38),BY38)","v":1157},{"$f":"IF(BZ38=SUMIF(GHA!$AQ$51:$AQ$90,CB37,GHA!$BK$51:$BK$90),CB37+1,CB37)","v":1},1388.4,{"$f":"SUMIF(GHA!$AQ$51:$AQ$90,CB38,GHA!$BJ$51:$BJ$90)","v":1475}]
[38,"2009-02-07",6,"Saturday",1112,1086,1054,1063,1084,1070,995,983,989,1066,1087,1091,1048,1039,1040,919,1023,1050,1261.3,1276.3,1278.8,1260.9000000000001,1200.3,1145,26221.599999999999,1225.5855242904754,"s1","d1","s1d1",null,null,null,null,null,null,null,null,null,null,null,null,null,null,null,null,null,null,null,null,null,null,null,null,null,null,null,null,null,null,null,null,null,null,null,null,null,null,null,null,null,null,2,13,37,{"$f":"OFFSET(GHA!$D$1,IF($CA$1,BX39,366-BX39),BY39)","v":1128},{"$f":"IF(BZ39=SUMIF(GHA!$AQ$51:$AQ$90,CB38,GHA!$BK$51:$BK$90),CB38+1,CB38)","v":1},1387,{"$f":"SUMIF(GHA!$AQ$51:$AQ$90,CB39,GHA!$BJ$51:$BJ$90)","v":1475}]
[39,"2009-02-08",7,"Sunday",1087,1066,1066,1039,1040,1040,967,977,938,898,920,930,941,993,991,986,990,1015,1236.2,1257.0999999999999,1205,1161,1117,1062,24922.3,1226.646971861428,"s1","d1","s1d1",null,null,null,null,null,null,null,null,null,null,null,null,null,null,null,null,null,null,null,null,null,null,null,null,null,null,null,null,null,null,null,null,null,null,null,null,null,null,null,null,null,null,2,14,38,{"$f":"OFFSET(GHA!$D$1,IF($CA$1,BX40,366-BX40),BY40)","v":1122},{"$f":"IF(BZ40=SUMIF(GHA!$AQ$51:$AQ$90,CB39,GHA!$BK$51:$BK$90),CB39+1,CB39)","v":1},1387,{"$f":"SUMIF(GHA!$AQ$51:$AQ$90,CB40,GHA!$BJ$51:$BJ$90)","v":1475}]
[40,"2009-02-09",1,"Monday",1025,979,957,934,960,1053,989,1009,1070,1094,1118,1142,1108,1125,1123,1156.0999999999999,1131,1084.9000000000001,1230.3,1286.2,1267.7,1243.5999999999999,1191.5999999999999,1120,26397.399999999998,1227.0122746752852,"s1","d1","s1d1",null,null,null,null,null,null,null,null,null,null,null,null,null,null,null,null,null,null,null,null,null,null,null,null,null,null,null,null,null,null,null,null,null,null,null,null,null,null,null,null,null,null,2,15,39,{"$f":"OFFSET(GHA!$D$1,IF($CA$1,BX41,366-BX41),BY41)","v":1146},{"$f":"IF(BZ41=SUMIF(GHA!$AQ$51:$AQ$90,CB40,GHA!$BK$51:$BK$90),CB40+1,CB40)","v":1},1387,{"$f":"SUMIF(GHA!$AQ$51:$AQ$90,CB41,GHA!$BJ$51:$BJ$90)","v":1475}]
[41,"2009-02-10",2,"Tuesday",1091,1077,1066,1070,1076,1125,1045,1044,1110,1119,1133,1160,1165,1082,1043,1125,1110,1094.7,1228.7,1286.9000000000001,1291.7,1242,1221.0999999999999,1128,27134.100000000002,1227.1810472077568,"s1","d1","s1d1",null,null,null,null,null,null,null,null,null,null,null,null,null,null,null,null,null,null,null,null,null,null,null,null,null,null,null,null,null,null,null,null,null,null,null,null,null,null,null,null,null,null,2,16,40,{"$f":"OFFSET(GHA!$D$1,IF($CA$1,BX42,366-BX42),BY42)","v":1137},{"$f":"IF(BZ42=SUMIF(GHA!$AQ$51:$AQ$90,CB41,GHA!$BK$51:$BK$90),CB41+1,CB41)","v":1},1386.9,{"$f":"SUMIF(GHA!$AQ$51:$AQ$90,CB42,GHA!$BJ$51:$BJ$90)","v":1475}]
[42,"2009-02-11",3,"Wednesday",1080,1060,1053,1045,1073,1119,1028,1048,1112,1115,1091,1149,1137,1107,1120,1102,1159,1159.7,1277.5,1272.0999999999999,1250.8,1228.0999999999999,1166,1109,27061.199999999997,1232.2129424869811,"s1","d1","s1d1",null,null,null,null,null,null,null,null,null,null,null,null,null,null,null,null,null,null,null,null,null,null,null,null,null,null,null,null,null,null,null,null,null,null,null,null,null,null,null,null,null,null,2,17,41,{"$f":"OFFSET(GHA!$D$1,IF($CA$1,BX43,366-BX43),BY43)","v":1146},{"$f":"IF(BZ43=SUMIF(GHA!$AQ$51:$AQ$90,CB42,GHA!$BK$51:$BK$90),CB42+1,CB42)","v":1},1386,{"$f":"SUMIF(GHA!$AQ$51:$AQ$90,CB43,GHA!$BJ$51:$BJ$90)","v":1475}]
[43,"2009-02-12",4,"Thursday",1098,1043,1033,1040,1079,1118,1033,1044,1102,1137,1151,1148,1166,1094,1111,1166,1137,1032.4000000000001,1258.7,1185.0999999999999,1300.4000000000001,1279.2,1216,1148,27119.800000000003,1234.8616482382831,"s1","d1","s1d1",null,null,null,null,null,null,null,null,null,null,null,null,null,null,null,null,null,null,null,null,null,null,null,null,null,null,null,null,null,null,null,null,null,null,null,null,null,null,null,null,null,null,2,18,42,{"$f":"OFFSET(GHA!$D$1,IF($CA$1,BX44,366-BX44),BY44)","v":1200},{"$f":"IF(BZ44=SUMIF(GHA!$AQ$51:$AQ$90,CB43,GHA!$BK$51:$BK$90),CB43+1,CB43)","v":1},1385.2,{"$f":"SUMIF(GHA!$AQ$51:$AQ$90,CB44,GHA!$BJ$51:$BJ$90)","v":1475}]
[44,"2009-02-13",5,"Friday",1088,1099,1070,1072,1073,1133,1046,1075,1133,1140,1143,1173,1137,1117,1117,1156,1134,1136,1314,1323,1324,1289,1218,1178,27688,1242.775483414455,"s1","d1","s1d1",null,null,null,null,null,null,null,null,null,null,null,null,null,null,null,null,null,null,null,null,null,null,null,null,null,null,null,null,null,null,null,null,null,null,null,null,null,null,null,null,null,null,2,19,43,{"$f":"OFFSET(GHA!$D$1,IF($CA$1,BX45,366-BX45),BY45)","v":1287},{"$f":"IF(BZ45=SUMIF(GHA!$AQ$51:$AQ$90,CB44,GHA!$BK$51:$BK$90),CB44+1,CB44)","v":1},1385,{"$f":"SUMIF(GHA!$AQ$51:$AQ$90,CB45,GHA!$BJ$51:$BJ$90)","v":1475}]
[45,"2009-02-14",6,"Saturday",1145,1129,1117,1123,1082,1103,1002,1010,1030,1041,1046,1051,1070,1057,1062,1060,1036,1060,1217,1167,1101,933,896,840,25378,1240.1979350730096,"s1","d1","s1d1",null,null,null,null,null,null,null,null,null,null,null,null,null,null,null,null,null,null,null,null,null,null,null,null,null,null,null,null,null,null,null,null,null,null,null,null,null,null,null,null,null,null,2,20,44,{"$f":"OFFSET(GHA!$D$1,IF($CA$1,BX46,366-BX46),BY46)","v":1304},{"$f":"IF(BZ46=SUMIF(GHA!$AQ$51:$AQ$90,CB45,GHA!$BK$51:$BK$90),CB45+1,CB45)","v":1},1383.4,{"$f":"SUMIF(GHA!$AQ$51:$AQ$90,CB46,GHA!$BJ$51:$BJ$90)","v":1475}]
[46,"2009-02-15",7,"Sunday",868,854,843,829,825,857,779,857,866,782,781,794,757,869,859,885,926,976,1154,1179,1161,1145,1105,1004,21955,1231.5781415657088,"s1","d1","s1d1",null,null,null,null,null,null,null,null,null,null,null,null,null,null,null,null,null,null,null,null,null,null,null,null,null,null,null,null,null,null,null,null,null,null,null,null,null,null,null,null,null,null,2,21,45,{"$f":"OFFSET(GHA!$D$1,IF($CA$1,BX47,366-BX47),BY47)","v":1306},{"$f":"IF(BZ47=SUMIF(GHA!$AQ$51:$AQ$90,CB46,GHA!$BK$51:$BK$90),CB46+1,CB46)","v":1},1383,{"$f":"SUMIF(GHA!$AQ$51:$AQ$90,CB47,GHA!$BJ$51:$BJ$90)","v":1475}]
[47,"2009-02-16",1,"Monday",995,958,954,948,968,1041,988,1001,1059,1081,1103,1081,1073,1098,1072,1074,1067,1057,1234,1224,1233,1180,1094,1049,25632,1231.8203274091381,"s1","d1","s1d1",null,null,null,null,null,null,null,null,null,null,null,null,null,null,null,null,null,null,null,null,null,null,null,null,null,null,null,null,null,null,null,null,null,null,null,null,null,null,null,null,null,null,2,22,46,{"$f":"OFFSET(GHA!$D$1,IF($CA$1,BX48,366-BX48),BY48)","v":1268},{"$f":"IF(BZ48=SUMIF(GHA!$AQ$51:$AQ$90,CB47,GHA!$BK$51:$BK$90),CB47+1,CB47)","v":1},1382.2,{"$f":"SUMIF(GHA!$AQ$51:$AQ$90,CB48,GHA!$BJ$51:$BJ$90)","v":1475}]
[48,"2009-02-17",2,"Tuesday",1012,988,971,974,1011,1069,994,997,1075,1100,633,812,925,973,1060,1036,1046,1032,1177,1217,1240,1226,1130,1066,24764,1226.3382946682243,"s1","d1","s1d1",null,null,null,null,null,null,null,null,null,null,null,"week","season","day","block","Peak","Duration","Duration (%)","Duration (N)","Energy","Avg Pwr","Engy sh w p","Engy err","Engy w Cor","share w corr","share (N)","Pwr w Cor","Rank","Ordered Pwr","Cum duration",null,null,null,null,null,null,null,null,null,null,null,null,2,23,47,{"$f":"OFFSET(GHA!$D$1,IF($CA$1,BX49,366-BX49),BY49)","v":1225},{"$f":"IF(BZ49=SUMIF(GHA!$AQ$51:$AQ$90,CB48,GHA!$BK$51:$BK$90),CB48+1,CB48)","v":1},1382,{"$f":"SUMIF(GHA!$AQ$51:$AQ$90,CB49,GHA!$BJ$51:$BJ$90)","v":1475}]
[49,"2009-02-18",3,"Wednesday",1048,1030,1017,1028,1025,1084,976,993,1024,1064,1053,1027,1043,1069,1046,1078,1001,1074,1212,1278,1262,1227,1178,1077,25914,1224.904465201402,"s1","d1","s1d1",null,null,null,null,null,null,null,null,null,null,null,null,null,null,null,null,"hrs","%",null,"GWh","MW","%",null,"GWh","%",null,"MW",null,"MW",null,null,null,null,null,null,null,null,null,null,null,null,null,2,24,48,{"$f":"OFFSET(GHA!$D$1,IF($CA$1,BX50,366-BX50),BY50)","v":1156},{"$f":"IF(BZ50=SUMIF(GHA!$AQ$51:$AQ$90,CB49,GHA!$BK$51:$BK$90),CB49+1,CB49)","v":1},1382,{"$f":"SUMIF(GHA!$AQ$51:$AQ$90,CB50,GHA!$BJ$51:$BJ$90)","v":1475}]
[50,"2009-02-19",4,"Thursday",1063,1072,1038,1034,1029,1100,1019,1018,1102,1096,1002,1113,1077,1058,1087,1084,1073,1087,1282,1286,1274,1260,1178,1120,26552,1230.6140186812618,"s1","d1","s1d1",null,null,null,null,null,null,null,null,null,1,{"$f":"IF(AQ51>$AQ$28,\"\",\"s\"&AT51&\"d\"&AU51&\"b\"&AV51)","v":"s1d1b1"},{"$f":"SUMIF($AR$22:$AR$27,LEFT(AR51,4),$AP$22:$AP$27)","v":1},1,1,1,null,{"$f":"IF(AQ51>$AQ$28,\"\",COUNTIF(OFFSET($AS$21,$AS51,1,1,24),AV51))","v":7},{"$f":"IF(AQ51>$AQ$28,\"\",AX51/24*SUMIF($AR$13:$AR$18,LEFT($AR51,4),$AK$13:$AK$18))","v":0.10068493150684933},{"$f":"IF(AQ51>$AQ$28,\"\",AY51/SUMIF($AR$51:$AR$90,LEFT(AR51,4)&\"*\",$AY$51:$AY$90))","v":0.29166666666666669},{"$f":"IF(AQ51>$AQ$28,\"\",SUMIF(OFFSET($AS$21,$AS51,1,1,24),$AV51,OFFSET($AS$12,$AS51,1,1,24)))","v":921.60630000000003},{"$f":"IF(AQ51>$AQ$28,\"\",BA51/AY51/8.76)","v":1044.9051020408162},{"$f":"IF(AQ51>$AQ$28,\"\",BA51/SUMIF($AW$51:$AW$90,\"\",$BA$51:$BA$90))","v":9.8840579825164698E-2},{"$f":"IF(AQ51>$AQ$28,\"\",IF(AW51,$AO$5*AY51*8.76-BA51,0))","v":0},{"$f":"IF(AQ51>$AQ$28,\"\",IF(AW51,BD51+BA51,BA51-BC51*SUM($BD$51:$BD$90)))","v":919.84253927330985},{"$f":"IF(AQ51>$AQ$28,\"\",BE51/$AM$19)","v":9.7041065807374594E-2},{"$f":"IF(AQ51>$AQ$28,\"\",BF51/SUMIF($AR$51:$AR$90,LEFT(AR51,4)&\"*\",$BF$51:$BF$90))","v":0.28038143784131125},{"$f":"IF(AQ51>$AQ$28,\"\",BE51/AY51/8.76)","v":1042.9053733257481},{"$f":"IF(AQ51>$AQ$28,\"\",RANK(BH51,$BH$51:$BH$90))","v":8},{"$f":"SUMIF($BI$51:$BI$90,AQ51,$BH$51:$BH$90)","v":1475},{"$f":"SUMIF($BI$51:$BI$90,AQ51,$AY$51:$AY$90)*8760","v":117},null,null,null,null,null,null,null,null,null,null,null,null,3,1,49,{"$f":"OFFSET(GHA!$D$1,IF($CA$1,BX51,366-BX51),BY51)","v":1134},{"$f":"IF(BZ51=SUMIF(GHA!$AQ$51:$AQ$90,CB50,GHA!$BK$51:$BK$90),CB50+1,CB50)","v":1},1381.6,{"$f":"SUMIF(GHA!$AQ$51:$AQ$90,CB51,GHA!$BJ$51:$BJ$90)","v":1475}]
[51,"2009-02-20",5,"Friday",1067,1067,1062,1061,1072,1102,1027,1058,1103,1112,1110,1105,1088,1109,1110,1155,1101,1081,1280.5999999999999,1287,1280.2,1244.9000000000001,1160.7,1138,26981.4,1235.6126168131357,"s1","d1","s1d1",null,null,null,null,null,null,null,null,null,{"$f":"AQ51+1","v":2},"s1d1b2",1,{"$f":"IF(AQ52>$AQ$28,\"\",IF(AU52+AV52=2,AT51+1,AT51))","v":1},{"$f":"IF(AQ52>$AQ$28,\"\",IF(AND(AU51=2,AV52=1),1,IF(AV52=1,AU51+1,AU51)))","v":1},{"$f":"IF(AQ52>$AQ$28,\"\",IF(SUMIF($AR$22:$AR$27,\"s\"&AT51&\"d\"&AU51,$AQ$22:$AQ$27)=AV51,1,AV51+1))","v":2},null,{"$f":"IF(AQ52>$AQ$28,\"\",COUNTIF(OFFSET($AS$21,$AS52,1,1,24),AV52))","v":12},0.17260273972602741,{"$f":"IF(AQ52>$AQ$28,\"\",AY52/SUMIF($AR$51:$AR$90,LEFT(AR52,4)&\"*\",$AY$51:$AY$90))","v":0.5},1596.4573,1055.8580026455027,0.17121710778031454,0,1593.4020163202142,0.16809989027631819,{"$f":"IF(AQ52>$AQ$28,\"\",BF52/SUMIF($AR$51:$AR$90,LEFT(AR52,4)&\"*\",$BF$51:$BF$90))","v":0.4856922020023709},1053.8373123810941,7,1265.3626074583512,{"$f":"SUMIF($BI$51:$BI$90,AQ52,$AY$51:$AY$90)*8760+BK51","v":585},null,null,null,null,null,null,null,null,null,null,null,null,3,2,50,{"$f":"OFFSET(GHA!$D$1,IF($CA$1,BX52,366-BX52),BY52)","v":1099},{"$f":"IF(BZ52=SUMIF(GHA!$AQ$51:$AQ$90,CB51,GHA!$BK$51:$BK$90),CB51+1,CB51)","v":1},1380,{"$f":"SUMIF(GHA!$AQ$51:$AQ$90,CB52,GHA!$BJ$51:$BJ$90)","v":1475}]
[52,"2009-02-21",6,"Saturday",1093,1100,1057,1031,1066,1063,985,964,975,967,985,944,956,969,987,1022,1036,1040.5,1256.9000000000001,1312.3,1292,1290.0999999999999,1226.0999999999999,1145,25762.899999999998,1237.7413551318223,"s1","d1","s1d1",null,null,null,null,null,null,null,null,null,{"$f":"AQ52+1","v":3},"s1d1b3",1,1,1,3,null,5,7.1917808219178092E-2,0.20833333333333334,768.90970000000016,1220.4915873015875,8.2464150452523449E-2,0,767.43816846725008,8.0962789422803078E-2,0.23392636015631768,1218.155822963889,3,1218.155822963889,1215,null,null,null,null,null,null,null,null,null,null,null,null,3,3,51,{"$f":"OFFSET(GHA!$D$1,IF($CA$1,BX53,366-BX53),BY53)","v":1094},{"$f":"IF(BZ53=SUMIF(GHA!$AQ$51:$AQ$90,CB52,GHA!$BK$51:$BK$90),CB52+1,CB52)","v":1},1379,{"$f":"SUMIF(GHA!$AQ$51:$AQ$90,CB53,GHA!$BJ$51:$BJ$90)","v":1475}]
[53,"2009-02-22",7,"Sunday",1106,1105,1024,1015,1019,1079,958,940,900,869,909,915,933,967,975,971,963,983,1170,1256,1247,1229,1165,1087,24785,1230.96721961864,"s1","d1","s1d1",null,null,null,null,null,null,null,null,null,4,"s2d1b1",3,2,1,1,null,7,9.7488584474885856E-2,0.29166666666666663,835.84100000000001,978.73653395784538,8.9642409217087049E-2,0,834.24137602872565,8.8010359179946776E-2,0.2763062424462065,976.86343797274662,10,1176.3342628715443,1825,null,null,null,null,null,null,null,null,null,null,null,null,3,4,52,{"$f":"OFFSET(GHA!$D$1,IF($CA$1,BX54,366-BX54),BY54)","v":1067},{"$f":"IF(BZ54=SUMIF(GHA!$AQ$51:$AQ$90,CB53,GHA!$BK$51:$BK$90),CB53+1,CB53)","v":1},1379,{"$f":"SUMIF(GHA!$AQ$51:$AQ$90,CB54,GHA!$BJ$51:$BJ$90)","v":1475}]
[54,"2009-02-23",1,"Monday",1069,1045,1034,1008,1039,1100,1015,1049,1093,1141,1151,1137,1108,1148,1169,1185,1173,1118.9000000000001,1248.3,1281.5999999999999,1280.0999999999999,1247,1158,1140,27137.899999999998,1232.700497656776,"s1","d1","s1d1",null,null,null,null,null,null,null,null,null,5,"s2d1b2",3,2,1,2,null,12,0.16712328767123288,0.49999999999999994,1470.2720999999999,1004.2842213114753,0.15768397727398623,0,1467.4583082675342,0.1548131470139113,0.48603186410393029,1002.362232423179,9,1093.6968266041702,3229,null,null,null,null,null,null,null,null,null,null,null,null,3,5,53,{"$f":"OFFSET(GHA!$D$1,IF($CA$1,BX55,366-BX55),BY55)","v":1073},{"$f":"IF(BZ55=SUMIF(GHA!$AQ$51:$AQ$90,CB54,GHA!$BK$51:$BK$90),CB54+1,CB54)","v":1},1378,{"$f":"SUMIF(GHA!$AQ$51:$AQ$90,CB55,GHA!$BJ$51:$BJ$90)","v":1475}]
[55,"2009-02-24",2,"Tuesday",1117,1109,1079,1073,1084,1131,1072,1089,1163,1170,1187,1126,1156,1154,1182,1152,1195,1172,1161,1243.8,1239.3,1249,1186,1120,27610.1,1225.5304478910982,"s1","d1","s1d1",null,null,null,null,null,null,null,null,null,6,"s2d1b3",3,2,1,3,null,5,6.9634703196347042E-2,0.20833333333333331,718.93979999999999,1178.5898360655735,7.7104970627249345E-2,0,717.56390035164202,7.5701180041131147E-2,0.23766189344986333,1176.3342628715443,4,1072.8186159323079,4048,null,null,null,null,null,null,null,null,null,null,null,null,3,6,54,{"$f":"OFFSET(GHA!$D$1,IF($CA$1,BX56,366-BX56),BY56)","v":1078},{"$f":"IF(BZ56=SUMIF(GHA!$AQ$51:$AQ$90,CB55,GHA!$BK$51:$BK$90),CB55+1,CB55)","v":1},1377,{"$f":"SUMIF(GHA!$AQ$51:$AQ$90,CB56,GHA!$BJ$51:$BJ$90)","v":1475}]
[56,"2009-02-25",3,"Wednesday",1113,1109,1099,1093,1088,1155,1074,1095,1177,1186,1164,1178,1191,1129,1210,1123,1163,1122.0999999999999,1252.9000000000001,1268.8,1295.8,1255.5999999999999,1190,1127,27859.199999999997,1228.2674031019883,"s1","d1","s1d1",null,null,null,null,null,null,null,null,null,7,"s3d1b1",5,3,1,1,null,7,9.3493150684931511E-2,0.29166666666666669,880.32319999999993,1074.8757020757018,9.4413043315290296E-2,0,878.63844644856022,9.2694138031563567E-2,0.2763923564328864,1072.8186159323079,6,1053.8373123810941,5560,null,null,null,null,null,null,null,null,null,null,null,null,3,7,55,{"$f":"OFFSET(GHA!$D$1,IF($CA$1,BX57,366-BX57),BY57)","v":1001},{"$f":"IF(BZ57=SUMIF(GHA!$AQ$51:$AQ$90,CB56,GHA!$BK$51:$BK$90),CB56+1,CB56)","v":1},1376.9,{"$f":"SUMIF(GHA!$AQ$51:$AQ$90,CB57,GHA!$BJ$51:$BJ$90)","v":1475}]
[57,"2009-02-26",4,"Thursday",1093,1086,1062,1056,1031,1096,1022,1050,1091,1081,1121,1134,1106,1158,1148,1153,1106,1110,1275,1331,1311,1300,1236,1181,27338,1232.9406627917895,"s1","d1","s1d1",null,null,null,null,null,null,null,null,null,8,"s3d1b2",5,3,1,2,null,12,0.16027397260273973,0.5,1538.4947,1095.7939458689459,0.16500072558742579,0,1535.5503445522552,0.16199668494778849,0.48303642968003874,1093.6968266041702,5,1042.9053733257481,6442,null,null,null,null,null,null,null,null,null,null,null,null,3,8,56,{"$f":"OFFSET(GHA!$D$1,IF($CA$1,BX58,366-BX58),BY58)","v":982},{"$f":"IF(BZ58=SUMIF(GHA!$AQ$51:$AQ$90,CB57,GHA!$BK$51:$BK$90),CB57+1,CB57)","v":1},1376.7,{"$f":"SUMIF(GHA!$AQ$51:$AQ$90,CB58,GHA!$BJ$51:$BJ$90)","v":1475}]
[58,"2009-02-27",5,"Friday",1045,1071,1062,1064,1078,1098,1041,1077,1128,1143,1136,1146,1127,1182,1150,1067,1107,1065,1280,1307,1301,1258,1226,1152,27311,1237.6465965126106,"s1","d1","s1d1",null,null,null,null,null,null,null,null,null,9,"s3d1b3",5,3,1,3,null,4,5.3424657534246578E-2,0.16666666666666666,593.3252,1267.788888888889,6.3633035920958661E-2,0,592.18970029050843,6.2474518434144484E-2,0.18628448069869522,1265.3626074583512,2,1002.362232423179,7906,null,null,null,null,null,null,null,null,null,null,null,null,3,9,57,{"$f":"OFFSET(GHA!$D$1,IF($CA$1,BX59,366-BX59),BY59)","v":988},{"$f":"IF(BZ59=SUMIF(GHA!$AQ$51:$AQ$90,CB58,GHA!$BK$51:$BK$90),CB58+1,CB58)","v":1},1376.2,{"$f":"SUMIF(GHA!$AQ$51:$AQ$90,CB59,GHA!$BJ$51:$BJ$90)","v":1475}]
[59,"2009-02-28",6,"Saturday",1099,1051,1057,1061,1040,1049,989,994,1018,990,980,1002,1007,1003,1005,1021,1029,1037,1244,1260,1255,1232,1180,1128,25731,1238.2819368613495,"s1","d1","s1d1",null,null,null,null,null,null,null,null,null,10,"s3d1b4",5,3,1,4,1,1,1.3356164383561644E-2,4.1666666666666664E-2,154.73050000000001,1322.482905982906,1.6594561405057287E-2,17.844500000000011,172.57500000000002,1.820622684501845E-2,5.4286733188379628E-2,1475,1,976.86343797274662,8760,null,null,null,null,null,null,null,null,null,null,null,null,3,10,58,{"$f":"OFFSET(GHA!$D$1,IF($CA$1,BX60,366-BX60),BY60)","v":1033},{"$f":"IF(BZ60=SUMIF(GHA!$AQ$51:$AQ$90,CB59,GHA!$BK$51:$BK$90),CB59+1,CB59)","v":1},1376.2,{"$f":"SUMIF(GHA!$AQ$51:$AQ$90,CB60,GHA!$BJ$51:$BJ$90)","v":1475}]
[60,"2009-03-01",7,"Sunday",1050,1046,1011,1017,1033,1075,1030,1065,1120,1167,925,911,1001,1022,1090,1191,1097,1086,1244,1279,1180,1247,1167,1123,26177,1238.8537431752147,"s1","d1","s1d1",null,null,null,null,null,null,null,null,null,11,"",0,"","","",null,"","","","","","","","","","","","",0,8760,null,null,null,null,null,null,null,null,null,null,null,null,3,11,59,{"$f":"OFFSET(GHA!$D$1,IF($CA$1,BX61,366-BX61),BY61)","v":972},{"$f":"IF(BZ61=SUMIF(GHA!$AQ$51:$AQ$90,CB60,GHA!$BK$51:$BK$90),CB60+1,CB60)","v":1},1376,{"$f":"SUMIF(GHA!$AQ$51:$AQ$90,CB61,GHA!$BJ$51:$BJ$90)","v":1475}]
[61,"2009-03-02",1,"Monday",1050,1046,1011,1017,1033,1075,1030,1065,1120,1167,925,911,1001,1022,1090,1191,1097,1086,1244,1279,1180,1247,1167,1123,26177,1239.3683688576934,"s1","d1","s1d1",null,null,null,null,null,null,null,null,null,12,"",0,"","","",null,"","","","","","","","","","","","",0,8760,null,null,null,null,null,null,null,null,null,null,null,null,3,12,60,{"$f":"OFFSET(GHA!$D$1,IF($CA$1,BX62,366-BX62),BY62)","v":999},{"$f":"IF(BZ62=SUMIF(GHA!$AQ$51:$AQ$90,CB61,GHA!$BK$51:$BK$90),CB61+1,CB61)","v":1},1375.6,{"$f":"SUMIF(GHA!$AQ$51:$AQ$90,CB62,GHA!$BJ$51:$BJ$90)","v":1475}]
[62,"2009-03-03",2,"Tuesday",1089,1058,1042,1036,1049,1116,1025,1050,1093,1140,1166,1125,1081,1134,1153,1161,1172,1139,1318,1277,1307,1292,1241,1155,27419,1247.2315319719241,"s1","d1","s1d1",null,null,null,null,null,null,null,null,null,13,"",0,"","","",null,"","","","","","","","","","","","",0,8760,null,null,null,null,null,null,null,null,null,null,null,null,3,13,61,{"$f":"OFFSET(GHA!$D$1,IF($CA$1,BX63,366-BX63),BY63)","v":996},{"$f":"IF(BZ63=SUMIF(GHA!$AQ$51:$AQ$90,CB62,GHA!$BK$51:$BK$90),CB62+1,CB62)","v":1},1375.3,{"$f":"SUMIF(GHA!$AQ$51:$AQ$90,CB63,GHA!$BJ$51:$BJ$90)","v":1475}]
[63,"2009-03-04",3,"Wednesday",1108,1095,1074,1052,1084,1115,1019,1046,1089,1137,1133.5999999999999,1081,1094,1095,1118,1166,1164,1148,1230,1302,1281,1266,1201,1107,27205.599999999999,1245.5083787747317,"s1","d1","s1d1",null,null,null,null,null,null,null,null,null,14,"",0,"","","",null,"","","","","","","","","","","","",0,8760,null,null,null,null,null,null,null,null,null,null,null,null,3,14,62,{"$f":"OFFSET(GHA!$D$1,IF($CA$1,BX64,366-BX64),BY64)","v":999},{"$f":"IF(BZ64=SUMIF(GHA!$AQ$51:$AQ$90,CB63,GHA!$BK$51:$BK$90),CB63+1,CB63)","v":1},1374.9,{"$f":"SUMIF(GHA!$AQ$51:$AQ$90,CB64,GHA!$BJ$51:$BJ$90)","v":1475}]
[64,"2009-03-05",4,"Thursday",1072,1062,1048,1030,1053,1084,1041,1032,1075,1105,1108,1113,1123,1120.8,1118,1108,1095,1091,1266,1289,1280,1258,1221,1142,26934.799999999999,1247.5575408972584,"s1","d1","s1d1",null,null,null,null,null,null,null,null,null,15,"",0,"","","",null,"","","","","","","","","","","","",0,8760,null,null,null,null,null,null,null,null,null,null,null,null,3,15,63,{"$f":"OFFSET(GHA!$D$1,IF($CA$1,BX65,366-BX65),BY65)","v":1000},{"$f":"IF(BZ65=SUMIF(GHA!$AQ$51:$AQ$90,CB64,GHA!$BK$51:$BK$90),CB64+1,CB64)","v":1},1374.3,{"$f":"SUMIF(GHA!$AQ$51:$AQ$90,CB65,GHA!$BJ$51:$BJ$90)","v":1475}]
[65,"2009-03-06",5,{"$f":"VLOOKUP(C66,weekdays,2,FALSE)","v":"Friday"},1068,1041,1037,1015,1033,1059,952,954,988,1006,1031,1023,999,1020,1022,983,999,1074,1198,1252,1207,1202,1150,1109,{"$f":"SUM(E66:AB66)","v":25422},1242.6017868075326,"s1","d1","s1d1",null,null,null,null,null,null,null,null,null,16,"",0,"","","",null,"","","","","","","","","","","","",0,8760,null,null,null,null,null,null,null,null,null,null,null,null,3,16,64,{"$f":"OFFSET(GHA!$D$1,IF($CA$1,BX66,366-BX66),BY66)","v":993},{"$f":"IF(BZ66=SUMIF(GHA!$AQ$51:$AQ$90,CB65,GHA!$BK$51:$BK$90),CB65+1,CB65)","v":1},1373.9,{"$f":"SUMIF(GHA!$AQ$51:$AQ$90,CB66,GHA!$BJ$51:$BJ$90)","v":1475}]
[66,"2009-03-07",{"$f":"WEEKDAY(B67,2)","v":6},"Saturday",1066,1066,1048,1020,1027,1043,956,937,959,957,1002,1013,1032,1028,1039,1023,1018,1016,1260,1184,1183,1317,1267,1179,25640,1244.3416081267794,{"$f":"IF(AND(A67>$AJ$6,A67<$AJ$7),\"s2\",IF(A67<=$AJ$6,\"s1\",\"s3\"))","v":"s1"},"d1",{"$f":"AE67&AF67","v":"s1d1"},null,null,null,null,null,null,null,null,null,17,"",0,"","","",null,"","","","","","","","","","","","",0,8760,null,null,null,null,null,null,null,null,null,null,null,null,{"$f":"ROUNDDOWN((BZ67-1)/24,0)+1","v":3},17,65,{"$f":"OFFSET(GHA!$D$1,IF($CA$1,BX67,366-BX67),BY67)","v":885},{"$f":"IF(BZ67=SUMIF(GHA!$AQ$51:$AQ$90,CB66,GHA!$BK$51:$BK$90),CB66+1,CB66)","v":1},1372.8,{"$f":"SUMIF(GHA!$AQ$51:$AQ$90,CB67,GHA!$BJ$51:$BJ$90)","v":1475}]
[{"$f":"A67+1","v":67},"2009-03-08",7,"Sunday",1141,1118,1064,1054,1070,1065,1009,988,887,873,930,960,964,991,966,978,1056,1074,928,1066,1069,993,960,907,24111,1212.7074473141015,"s1","d1","s1d1",null,null,null,null,null,null,null,null,null,18,"",0,"","","",null,"","","","","","","","","","","","",0,8760,null,null,null,null,null,null,null,null,null,null,null,null,3,18,{"$f":"BZ67+1","v":66},{"$f":"OFFSET(GHA!$D$1,IF($CA$1,BX68,366-BX68),BY68)","v":1033},{"$f":"IF(BZ68=SUMIF(GHA!$AQ$51:$AQ$90,CB67,GHA!$BK$51:$BK$90),CB67+1,CB67)","v":1},1371.9,{"$f":"SUMIF(GHA!$AQ$51:$AQ$90,CB68,GHA!$BJ$51:$BJ$90)","v":1475}]
[68,"2009-03-09",1,"Monday",869,839,826,818,837,881,857,887,970,1066,1148,1045,1092,1122,1129,1127,1100,1105,1277,1303,1231,1267,1217,1168,25181,1219.1367025826914,"s1","d1","s1d1",null,null,null,null,null,null,null,null,null,19,"",0,"","","",null,"","","","","","","","","","","","",0,8760,null,null,null,null,null,null,null,null,null,null,null,null,3,19,67,{"$f":"OFFSET(GHA!$D$1,IF($CA$1,BX69,366-BX69),BY69)","v":1131},{"$f":"IF(BZ69=SUMIF(GHA!$AQ$51:$AQ$90,CB68,GHA!$BK$51:$BK$90),CB68+1,CB68)","v":1},1371,{"$f":"SUMIF(GHA!$AQ$51:$AQ$90,CB69,GHA!$BJ$51:$BJ$90)","v":1475}]
[69,"2009-03-10",2,"Tuesday",1119,1083,1066,1055,1082,1114,1049,1076,1144,1141,1164,1176,1169,1094,1135,1159,1147,1113,1334,1283,1250,1263,1194,1146,27556,1230.6230323244224,"s1","d1","s1d1",null,null,null,null,null,null,null,null,null,20,"",0,"","","",null,"","","","","","","","","","","","",0,8760,null,null,null,null,null,null,null,null,null,null,null,null,3,20,68,{"$f":"OFFSET(GHA!$D$1,IF($CA$1,BX70,366-BX70),BY70)","v":1195},{"$f":"IF(BZ70=SUMIF(GHA!$AQ$51:$AQ$90,CB69,GHA!$BK$51:$BK$90),CB69+1,CB69)","v":1},1371,{"$f":"SUMIF(GHA!$AQ$51:$AQ$90,CB70,GHA!$BJ$51:$BJ$90)","v":1475}]
[70,"2009-03-11",3,"Wednesday",1118,1081,1087,1050,1064,1130,1047,1091,1127,1169,1160,1154,1149,1130,1124,1055,1088,1052.5,1231.5,1245.5,1256,1216,1143,1098,27066.5,1230.7107290919803,"s1","d1","s1d1",null,null,null,null,null,null,null,null,null,21,"",0,"","","",null,"","","","","","","","","","","","",0,8760,null,null,null,null,null,null,null,null,null,null,null,null,3,21,69,{"$f":"OFFSET(GHA!$D$1,IF($CA$1,BX71,366-BX71),BY71)","v":1212},{"$f":"IF(BZ71=SUMIF(GHA!$AQ$51:$AQ$90,CB70,GHA!$BK$51:$BK$90),CB70+1,CB70)","v":1},1370,{"$f":"SUMIF(GHA!$AQ$51:$AQ$90,CB71,GHA!$BJ$51:$BJ$90)","v":1475}]
[71,"2009-03-12",4,"Thursday",1009,1013,1000,1012,1026,1016,1006,1025,1106,1157,1103,1085,1140,1142,1154,1159,1153,1117,1272,1295,1285,1220,1169,1131,26795,1234.8396561827824,"s1","d1","s1d1",null,null,null,null,null,null,null,null,null,22,"",0,"","","",null,"","","","","","","","","","","","",0,8760,null,null,null,null,null,null,null,null,null,null,null,null,3,22,70,{"$f":"OFFSET(GHA!$D$1,IF($CA$1,BX72,366-BX72),BY72)","v":1163},{"$f":"IF(BZ72=SUMIF(GHA!$AQ$51:$AQ$90,CB71,GHA!$BK$51:$BK$90),CB71+1,CB71)","v":1},1370,{"$f":"SUMIF(GHA!$AQ$51:$AQ$90,CB72,GHA!$BJ$51:$BJ$90)","v":1475}]
[72,"2009-03-13",5,"Friday",1084,1060,1052,1027,1048,1092,1031,1054,1101,1154,1123,1148,1128,1140,1099,1138,1142,1155,1225,1249,1237,1171,1128,1122,26908,1233.8556905645041,"s1","d1","s1d1",null,null,null,null,null,null,null,null,null,23,"",0,"","","",null,"","","","","","","","","","","","",0,8760,null,null,null,null,null,null,null,null,null,null,null,null,3,23,71,{"$f":"OFFSET(GHA!$D$1,IF($CA$1,BX73,366-BX73),BY73)","v":1130},{"$f":"IF(BZ73=SUMIF(GHA!$AQ$51:$AQ$90,CB72,GHA!$BK$51:$BK$90),CB72+1,CB72)","v":1},1369,{"$f":"SUMIF(GHA!$AQ$51:$AQ$90,CB73,GHA!$BJ$51:$BJ$90)","v":1475}]
[73,"2009-03-14",6,"Saturday",1081,1050,1036,1035,1046,1033,917,958,1000,1008,1032,1038,1047,1014,1010,1007,992,983,1191,1196,1221,1171,1149,1106,25321,1229.5701215080537,"s1","d1","s1d1",null,null,null,null,null,null,null,null,null,24,"",0,"","","",null,"","","","","","","","","","","","",0,8760,null,null,null,null,null,null,null,null,null,null,null,null,3,24,72,{"$f":"OFFSET(GHA!$D$1,IF($CA$1,BX74,366-BX74),BY74)","v":1051},{"$f":"IF(BZ74=SUMIF(GHA!$AQ$51:$AQ$90,CB73,GHA!$BK$51:$BK$90),CB73+1,CB73)","v":1},1369,{"$f":"SUMIF(GHA!$AQ$51:$AQ$90,CB74,GHA!$BJ$51:$BJ$90)","v":1475}]
[74,"2009-03-15",7,"Sunday",1068,1030,1028,989,1034,1044,970,948,921,899,856,881,887,945,999,998,991,1024,1210,1248,1241,1218,1102,1046,24577,1227.6131093572483,"s1","d1","s1d1",null,null,null,null,null,null,null,null,null,25,"",0,"","","",null,"","","","","","","","","","","","",0,8760,null,null,null,null,null,null,null,null,null,null,null,null,4,1,73,{"$f":"OFFSET(GHA!$D$1,IF($CA$1,BX75,366-BX75),BY75)","v":1019},{"$f":"IF(BZ75=SUMIF(GHA!$AQ$51:$AQ$90,CB74,GHA!$BK$51:$BK$90),CB74+1,CB74)","v":1},1368.8,{"$f":"SUMIF(GHA!$AQ$51:$AQ$90,CB75,GHA!$BJ$51:$BJ$90)","v":1475}]
[75,"2009-03-16",1,"Monday",1000,997,977,970,1016,1052,1011,1048,1096,1141.5,1146.2,1131,1110,1129,1189,1166,1150,1112,1219,1210,1276,1254,1213,1140,26753.7,1226.7517984215235,"s1","d1","s1d1",null,null,null,null,null,null,null,null,null,{"$f":"AQ75+1","v":26},"",0,"","","",null,"","","","","","","","","","","","",0,8760,null,null,null,null,null,null,null,null,null,null,null,null,4,2,74,{"$f":"OFFSET(GHA!$D$1,IF($CA$1,BX76,366-BX76),BY76)","v":1012},{"$f":"IF(BZ76=SUMIF(GHA!$AQ$51:$AQ$90,CB75,GHA!$BK$51:$BK$90),CB75+1,CB75)","v":1},1368.7,{"$f":"SUMIF(GHA!$AQ$51:$AQ$90,CB76,GHA!$BJ$51:$BJ$90)","v":1475}]
[76,"2009-03-17",2,"Tuesday",1107,1091,1053,1054,1082,1152,1041,1107,1153,1161,1161,1172,1165,1181,1178,1187,1173,1112,1293,1318,1313,1266,1219,1160,27899,{"$f":"AD76*(1-$AH$1)+W77*$AH$1","v":1233.3766185793711},"s1","d1","s1d1",null,null,null,null,null,null,null,null,null,27,"",0,"","","",null,"","","","","","","","","","","","",0,8760,null,null,null,null,null,null,null,null,null,null,null,null,4,3,75,{"$f":"OFFSET(GHA!$D$1,IF($CA$1,BX77,366-BX77),BY77)","v":963},{"$f":"IF(BZ77=SUMIF(GHA!$AQ$51:$AQ$90,CB76,GHA!$BK$51:$BK$90),CB76+1,CB76)","v":1},1368,{"$f":"SUMIF(GHA!$AQ$51:$AQ$90,CB77,GHA!$BJ$51:$BJ$90)","v":1475}]
[77,"2009-03-18",3,"Wednesday",1127,1109,1054,1056,1103,1110,1044,1081,1139,1148,1148,1152,1119,1135,1126,1129,1131,1108,1278,1297,1304,1271,1215,1148,27532,1237.838956721434,"s1","d1","s1d1",null,null,null,null,null,null,null,null,null,28,"",0,"","","",null,"","","","","","","","","","","","",0,8760,null,null,null,null,null,null,null,null,null,null,null,null,4,4,76,{"$f":"OFFSET(GHA!$D$1,IF($CA$1,BX78,366-BX78),BY78)","v":950},{"$f":"IF(BZ78=SUMIF(GHA!$AQ$51:$AQ$90,CB77,GHA!$BK$51:$BK$90),CB77+1,CB77)","v":1},1368,{"$f":"SUMIF(GHA!$AQ$51:$AQ$90,CB78,GHA!$BJ$51:$BJ$90)","v":1475}]
[78,"2009-03-19",4,"Thursday",1082,1067,1071,1047,1078,1112,1048,1079,1135,1155,1173,1197,1160,1158,1157,1167,1148,1110,1298,1299,1299,1288,1201,1145,27674,1243.8550610492905,"s1","d1","s1d1",null,null,null,null,null,null,null,null,null,29,"",0,"","","",null,"","","","","","","","","","","","",0,8760,null,null,null,null,null,null,null,null,null,null,null,null,4,5,77,{"$f":"OFFSET(GHA!$D$1,IF($CA$1,BX79,366-BX79),BY79)","v":953},{"$f":"IF(BZ79=SUMIF(GHA!$AQ$51:$AQ$90,CB78,GHA!$BK$51:$BK$90),CB78+1,CB78)","v":1},1368,{"$f":"SUMIF(GHA!$AQ$51:$AQ$90,CB79,GHA!$BJ$51:$BJ$90)","v":1475}]
[79,"2009-03-20",5,"Friday",1125,1072,1049,1035,1064,1093,1023,1050,1108,1151,1150,1170,1162,1148,1191,1186,1169,1141,1275,1293,1286,1267,123,1175,26506,1246.9695549443616,"s1","d1","s1d1",null,null,null,null,null,null,null,null,null,30,"",0,"","","",null,"","","","","","","","","","","","",0,8760,null,null,null,null,null,null,null,null,null,null,null,null,4,6,78,{"$f":"OFFSET(GHA!$D$1,IF($CA$1,BX80,366-BX80),BY80)","v":987},{"$f":"IF(BZ80=SUMIF(GHA!$AQ$51:$AQ$90,CB79,GHA!$BK$51:$BK$90),CB79+1,CB79)","v":1},1366.9,{"$f":"SUMIF(GHA!$AQ$51:$AQ$90,CB80,GHA!$BJ$51:$BJ$90)","v":1475}]
[80,"2009-03-21",6,"Saturday",1141,1116,1087,1082,1068,1032,953,992,956,963,965,960,971,984,982,1012,1051,1082,1271,1306,1318,1285,1235,1177,25989,1249.3725994499252,"s1","d1","s1d1",null,null,null,null,null,null,null,null,null,31,"",0,"","","",null,"","","","","","","","","","","","",0,8760,null,null,null,null,null,null,null,null,null,null,null,null,4,7,79,{"$f":"OFFSET(GHA!$D$1,IF($CA$1,BX81,366-BX81),BY81)","v":918},{"$f":"IF(BZ81=SUMIF(GHA!$AQ$51:$AQ$90,CB80,GHA!$BK$51:$BK$90),CB80+1,CB80)","v":1},1365.8,{"$f":"SUMIF(GHA!$AQ$51:$AQ$90,CB81,GHA!$BJ$51:$BJ$90)","v":1475}]
[81,"2009-03-22",7,"Sunday",1125,1123,1109,1070,1069,1077,913,970,959,930,946,972,987,1016,993,1018,1019,1023,1225,1274,1281,1238,1199,1127,25663,1246.9353395049327,"s1","d1","s1d1",null,null,null,null,null,null,null,null,null,{"$f":"AQ81+1","v":32},"",0,"","","",null,"","","","","","","","","","","","",0,8760,null,null,null,null,null,null,null,null,null,null,null,null,4,8,80,{"$f":"OFFSET(GHA!$D$1,IF($CA$1,BX82,366-BX82),BY82)","v":924},{"$f":"IF(BZ82=SUMIF(GHA!$AQ$51:$AQ$90,CB81,GHA!$BK$51:$BK$90),CB81+1,CB81)","v":1},1365,{"$f":"SUMIF(GHA!$AQ$51:$AQ$90,CB82,GHA!$BJ$51:$BJ$90)","v":1475}]
[82,"2009-03-23",1,"Monday",1095,1067,1033,1037,1076,1101,1047,1069,1166,1193,1190,1199,1181,1211,1187,1190,1170,1121,1305,1312,1300,1243,1216,1152,27861,1252.7418055544395,"s1","d1","s1d1",null,null,null,null,null,null,null,null,null,33,"",0,"","","",null,"","","","","","","","","","","","",0,8760,null,null,null,null,null,null,null,null,null,null,null,null,4,9,81,{"$f":"OFFSET(GHA!$D$1,IF($CA$1,BX83,366-BX83),BY83)","v":924},{"$f":"IF(BZ83=SUMIF(GHA!$AQ$51:$AQ$90,CB82,GHA!$BK$51:$BK$90),CB82+1,CB82)","v":1},1364,{"$f":"SUMIF(GHA!$AQ$51:$AQ$90,CB83,GHA!$BJ$51:$BJ$90)","v":1475}]
[83,"2009-03-24",2,"Tuesday",1136,1100,1068,1078,1084,1106,1061,1097,1164,1168,1189,1157,1075,1167,1192,1190,1148,1111,1315,1317,1306,1279,1224,1171,27903,1258.9676249989955,"s1","d1","s1d1",null,null,null,null,null,null,null,null,null,34,"",0,"","","",null,"","","","","","","","","","","","",0,8760,null,null,null,null,null,null,null,null,null,null,null,null,4,10,82,{"$f":"OFFSET(GHA!$D$1,IF($CA$1,BX84,366-BX84),BY84)","v":889},{"$f":"IF(BZ84=SUMIF(GHA!$AQ$51:$AQ$90,CB83,GHA!$BK$51:$BK$90),CB83+1,CB83)","v":1},1364,{"$f":"SUMIF(GHA!$AQ$51:$AQ$90,CB84,GHA!$BJ$51:$BJ$90)","v":1475}]
[84,"2009-03-25",3,"Wednesday",1120,1096,1096,1143,1040,1117,991,1019,1088,1098,1100,1119,1134,1152,1171,1107,1120,1146,1271,1291,1239,1204,1141,1095,27098,1260.1708624990958,"s1","d1","s1d1",null,null,null,null,null,null,null,null,null,35,"",0,"","","",null,"","","","","","","","","","","","",0,8760,null,null,null,null,null,null,null,null,null,null,null,null,4,11,83,{"$f":"OFFSET(GHA!$D$1,IF($CA$1,BX85,366-BX85),BY85)","v":881},{"$f":"IF(BZ85=SUMIF(GHA!$AQ$51:$AQ$90,CB84,GHA!$BK$51:$BK$90),CB84+1,CB84)","v":1},1364,{"$f":"SUMIF(GHA!$AQ$51:$AQ$90,CB85,GHA!$BJ$51:$BJ$90)","v":1475}]
[85,"2009-03-26",4,"Thursday",1071,1038,1032,1037,1062,1102,1046,1051,1115,1140,1142,1144,1136,1164,1193,1185,1183,1163,1322,1326,1309,1300,1217,1171,27649,1266.3537762491862,"s1","d1","s1d1",null,null,null,null,null,null,null,null,null,36,"",0,"","","",null,"","","","","","","","","","","","",0,8760,null,null,null,null,null,null,null,null,null,null,null,null,4,12,84,{"$f":"OFFSET(GHA!$D$1,IF($CA$1,BX86,366-BX86),BY86)","v":878},{"$f":"IF(BZ86=SUMIF(GHA!$AQ$51:$AQ$90,CB85,GHA!$BK$51:$BK$90),CB85+1,CB85)","v":1},1363.7,{"$f":"SUMIF(GHA!$AQ$51:$AQ$90,CB86,GHA!$BJ$51:$BJ$90)","v":1475}]
[86,"2009-03-27",5,"Friday",1143,1092,1082,1068,1079,1109,1059,1100,1163,1215,1199.9000000000001,1192,1172,1168,1194,1191,1171,1167,1300,1314,1293,1272,1227,1169,28139.9,1269.7183986242676,"s1","d1","s1d1",null,null,null,null,null,null,null,null,null,37,"",0,"","","",null,"","","","","","","","","","","","",0,8760,null,null,null,null,null,null,null,null,null,null,null,null,4,13,85,{"$f":"OFFSET(GHA!$D$1,IF($CA$1,BX87,366-BX87),BY87)","v":900},{"$f":"IF(BZ87=SUMIF(GHA!$AQ$51:$AQ$90,CB86,GHA!$BK$51:$BK$90),CB86+1,CB86)","v":1},1363.4,{"$f":"SUMIF(GHA!$AQ$51:$AQ$90,CB87,GHA!$BJ$51:$BJ$90)","v":1475}]
[87,"2009-03-28",6,"Saturday",1103,1134,1114,1095,1096,1096,975,991,997,970,1042,1058,937,981,1043,1074,1027,1095,1281,1304,1314,1277,1136,1065,26205,1270.8465587618407,"s1","d1","s1d1",null,null,null,null,null,null,null,null,null,38,"",0,"","","",null,"","","","","","","","","","","","",0,8760,null,null,null,null,null,null,null,null,null,null,null,null,4,14,86,{"$f":"OFFSET(GHA!$D$1,IF($CA$1,BX88,366-BX88),BY88)","v":922},{"$f":"IF(BZ88=SUMIF(GHA!$AQ$51:$AQ$90,CB87,GHA!$BK$51:$BK$90),CB87+1,CB87)","v":1},1363.1,{"$f":"SUMIF(GHA!$AQ$51:$AQ$90,CB88,GHA!$BJ$51:$BJ$90)","v":1475}]
[88,"2009-03-29",7,"Sunday",1078,1059,1022,1025,1013,1015,924,942,925,906,887,913,954,970,977,983,1002,1020,1224,1236,1201,1190,1131,1051,24648,1266.1619028856567,"s1","d1","s1d1",null,null,null,null,null,null,null,null,null,39,"",0,"","","",null,"","","","","","","","","","","","",0,8760,null,null,null,null,null,null,null,null,null,null,null,null,4,15,87,{"$f":"OFFSET(GHA!$D$1,IF($CA$1,BX89,366-BX89),BY89)","v":946},{"$f":"IF(BZ89=SUMIF(GHA!$AQ$51:$AQ$90,CB88,GHA!$BK$51:$BK$90),CB88+1,CB88)","v":1},1363,{"$f":"SUMIF(GHA!$AQ$51:$AQ$90,CB89,GHA!$BJ$51:$BJ$90)","v":1475}]
[89,"2009-03-30",1,"Monday",1041,1010,1006,1015,1015,1085,1013,1044,1117,1146,1160,1177,1120,1153,1173,1179,1159,1137,1274,1265,1287,1244,1214,1156,27190,1266.9457125970912,"s1","d1","s1d1",null,null,null,null,null,null,null,null,null,{"$f":"AQ89+1","v":40},"",0,"","","",null,"","","","","","","","","","","","",0,8760,null,null,null,null,null,null,null,null,null,null,null,null,4,16,88,{"$f":"OFFSET(GHA!$D$1,IF($CA$1,BX90,366-BX90),BY90)","v":935},{"$f":"IF(BZ90=SUMIF(GHA!$AQ$51:$AQ$90,CB89,GHA!$BK$51:$BK$90),CB89+1,CB89)","v":1},1363,{"$f":"SUMIF(GHA!$AQ$51:$AQ$90,CB90,GHA!$BJ$51:$BJ$90)","v":1475}]
[90,"2009-03-31",2,"Tuesday",1101,1067,1028,1002,984,1014,1021,1048,1092,1113,1136,1067,1077,1146,1150,1177,1175,1185,1293,1277,1299,1277,1231,1155,27115,1269.551141337382,"s1","d1","s1d1",null,null,null,null,null,null,null,null,null,null,null,null,null,null,null,null,null,null,null,null,null,null,null,null,null,null,null,null,null,null,null,null,null,null,null,null,null,null,null,null,null,null,4,{"$f":"BY67","v":17},89,{"$f":"OFFSET(GHA!$D$1,IF($CA$1,BX91,366-BX91),BY91)","v":933},{"$f":"IF(BZ91=SUMIF(GHA!$AQ$51:$AQ$90,CB90,GHA!$BK$51:$BK$90),CB90+1,CB90)","v":1},1362.9,{"$f":"SUMIF(GHA!$AQ$51:$AQ$90,CB91,GHA!$BJ$51:$BJ$90)","v":1475}]
[91,"2009-04-01",3,"Wednesday",1113,1082,1088,1061,1091,1118,1031,1084,1110,1141,1158,1170,1127.5,1151,1154,1166,1086,1108,1262,1275,1251,1169,1123,1111,27230.5,1268.7960272036439,"s1","d1","s1d1",null,null,null,null,null,null,null,null,null,null,null,null,null,null,null,null,null,null,null,null,null,null,null,null,null,null,null,null,null,null,null,null,null,null,null,null,null,null,null,null,null,null,4,18,90,{"$f":"OFFSET(GHA!$D$1,IF($CA$1,BX92,366-BX92),BY92)","v":984},{"$f":"IF(BZ92=SUMIF(GHA!$AQ$51:$AQ$90,CB91,GHA!$BK$51:$BK$90),CB91+1,CB91)","v":1},1362.7,{"$f":"SUMIF(GHA!$AQ$51:$AQ$90,CB92,GHA!$BJ$51:$BJ$90)","v":1475}]
[92,"2009-04-02",4,"Thursday",1053,1047,1005,983,1042,1076,1017,1065,1078,1092,1105,1141,1119,1127,1144,1141,1120,1114,1284,1295,1282,1280,1190,1099,26899,1270.3164244832797,"s1","d1","s1d1",null,null,null,null,null,null,null,null,null,null,null,null,null,null,null,null,null,null,null,null,null,null,null,null,null,null,null,null,null,null,null,null,null,null,null,null,null,null,null,null,null,null,4,19,91,{"$f":"OFFSET(GHA!$D$1,IF($CA$1,BX93,366-BX93),BY93)","v":1200},{"$f":"IF(BZ93=SUMIF(GHA!$AQ$51:$AQ$90,CB92,GHA!$BK$51:$BK$90),CB92+1,CB92)","v":1},1362,{"$f":"SUMIF(GHA!$AQ$51:$AQ$90,CB93,GHA!$BJ$51:$BJ$90)","v":1475}]
[93,"2009-04-03",5,"Friday",1088,1089,1071,1055,1061,1107,989,1063,1082,1102,1123,1131,1138,1149,1177,1158,1144,1126,1258,1223,1320,1219,1227,1182,27282,1269.0847820349518,"s1","d1","s1d1",null,null,null,null,null,null,null,null,null,null,null,null,null,null,null,null,null,null,null,null,null,null,null,null,null,null,null,null,null,null,null,null,null,null,null,null,null,null,null,null,null,null,4,20,92,{"$f":"OFFSET(GHA!$D$1,IF($CA$1,BX94,366-BX94),BY94)","v":1191},{"$f":"IF(BZ94=SUMIF(GHA!$AQ$51:$AQ$90,CB93,GHA!$BK$51:$BK$90),CB93+1,CB93)","v":1},1361.6,{"$f":"SUMIF(GHA!$AQ$51:$AQ$90,CB94,GHA!$BJ$51:$BJ$90)","v":1475}]
[94,"2009-04-04",6,"Saturday",1136,1125,1097,1089,1114,1064,992,1005,1041,1054,1047,1062,1073,990,1064,1043,1032,1014,1214,1271,1267,1226,1186,1134,26340,1263.5763038314567,"s1","d1","s1d1",null,null,null,null,null,null,null,null,null,null,null,null,null,null,null,null,null,null,null,null,null,null,null,null,null,null,null,null,null,null,null,null,null,null,null,null,null,null,null,null,null,null,4,21,93,{"$f":"OFFSET(GHA!$D$1,IF($CA$1,BX95,366-BX95),BY95)","v":1167},{"$f":"IF(BZ95=SUMIF(GHA!$AQ$51:$AQ$90,CB94,GHA!$BK$51:$BK$90),CB94+1,CB94)","v":1},1361.4,{"$f":"SUMIF(GHA!$AQ$51:$AQ$90,CB95,GHA!$BJ$51:$BJ$90)","v":1475}]
[95,"2009-04-05",7,"Sunday",1101,1066,1041,1032,1023,1048,952,949,938,910,908,953,948,985,984,1008,1008,1025,1259,1280,1268,1261,1172,1103,25222,1263.1186734483113,"s1","d1","s1d1",null,null,null,null,null,null,null,null,null,null,null,null,null,null,null,null,null,null,null,null,null,null,null,null,null,null,null,null,null,null,null,null,null,null,null,null,null,null,null,null,null,null,4,22,94,{"$f":"OFFSET(GHA!$D$1,IF($CA$1,BX96,366-BX96),BY96)","v":1146},{"$f":"IF(BZ96=SUMIF(GHA!$AQ$51:$AQ$90,CB95,GHA!$BK$51:$BK$90),CB95+1,CB95)","v":1},1361.2,{"$f":"SUMIF(GHA!$AQ$51:$AQ$90,CB96,GHA!$BJ$51:$BJ$90)","v":1475}]
[96,"2009-04-06",1,"Monday",1034,1038,993,1017,1036,1081,1018,1061,1104,1164,1172,1149,1164,1188,1208,1228,1173,1114,1285,1316,1317,1296,1232,1163,27551,1265.3068061034801,"s1","d1","s1d1",null,null,null,null,null,null,null,null,null,null,null,null,null,null,null,null,null,null,null,null,null,null,null,null,null,null,null,null,null,null,null,null,null,null,null,null,null,null,null,null,null,null,4,23,95,{"$f":"OFFSET(GHA!$D$1,IF($CA$1,BX97,366-BX97),BY97)","v":1052},{"$f":"IF(BZ97=SUMIF(GHA!$AQ$51:$AQ$90,CB96,GHA!$BK$51:$BK$90),CB96+1,CB96)","v":1},1361,{"$f":"SUMIF(GHA!$AQ$51:$AQ$90,CB97,GHA!$BJ$51:$BJ$90)","v":1475}]
[97,"2009-04-07",2,"Tuesday",1111,1088,1082,1083,1102,1096,1022,1074,1118,1151,1140,1192,1198,1232,1199.5999999999999,1221,1178,1116,1316,1333,1319,1275,1228,1175,28049.599999999999,1270.3761254931321,"s1","d1","s1d1",null,null,null,null,null,null,null,null,null,null,null,null,null,null,null,null,null,null,null,null,null,null,null,null,null,null,null,null,null,null,null,null,null,null,null,null,null,null,null,null,null,null,4,24,96,{"$f":"OFFSET(GHA!$D$1,IF($CA$1,BX98,366-BX98),BY98)","v":1043},{"$f":"IF(BZ98=SUMIF(GHA!$AQ$51:$AQ$90,CB97,GHA!$BK$51:$BK$90),CB97+1,CB97)","v":1},1361,{"$f":"SUMIF(GHA!$AQ$51:$AQ$90,CB98,GHA!$BJ$51:$BJ$90)","v":1475}]
[98,"2009-04-08",3,"Wednesday",1108,1065,1052,1051,1075,1129,1054,1082,1127,1133,1136,1136,1130,1106,1142,1113,1105,1119,1273,1306,1277,1246,1169,1117,27251,1270.6385129438188,"s1","d1","s1d1",null,null,null,null,null,null,null,null,null,null,null,null,null,null,null,null,null,null,null,null,null,null,null,null,null,null,null,null,null,null,null,null,null,null,null,null,null,null,null,null,null,null,5,1,97,{"$f":"OFFSET(GHA!$D$1,IF($CA$1,BX99,366-BX99),BY99)","v":961},{"$f":"IF(BZ99=SUMIF(GHA!$AQ$51:$AQ$90,CB98,GHA!$BK$51:$BK$90),CB98+1,CB98)","v":1},1361,{"$f":"SUMIF(GHA!$AQ$51:$AQ$90,CB99,GHA!$BJ$51:$BJ$90)","v":1475}]
[99,"2009-04-09",4,"Thursday",1078,1061,1035,1036,1065,1053,1037,1064,1112,1132,1133,1155,1145,1152,1174,1158,1119,1073,1248,1282,1294,1297,1233,1171,27307,1268.3746616494368,"s1","d1","s1d1",null,null,null,null,null,null,null,null,null,null,null,null,null,null,null,null,null,null,null,null,null,null,null,null,null,null,null,null,null,null,null,null,null,null,null,null,null,null,null,null,null,null,5,2,98,{"$f":"OFFSET(GHA!$D$1,IF($CA$1,BX100,366-BX100),BY100)","v":950},{"$f":"IF(BZ100=SUMIF(GHA!$AQ$51:$AQ$90,CB99,GHA!$BK$51:$BK$90),CB99+1,CB99)","v":1},1360.5,{"$f":"SUMIF(GHA!$AQ$51:$AQ$90,CB100,GHA!$BJ$51:$BJ$90)","v":1475}]
[100,"2009-04-10",5,"Friday",1105,1089,1080,1051,1044,1048,979,1014,1009,1005,1034,1042,1036,1025,1040,1036,1055,1078,1223,1257,1256,1211,1175,1120,26012,1263.8371954844931,"s1","d1","s1d1",null,null,null,null,null,null,null,null,null,null,null,null,null,null,null,null,null,null,null,null,null,null,null,null,null,null,null,null,null,null,null,null,null,null,null,null,null,null,null,null,null,null,5,3,99,{"$f":"OFFSET(GHA!$D$1,IF($CA$1,BX101,366-BX101),BY101)","v":927},{"$f":"IF(BZ101=SUMIF(GHA!$AQ$51:$AQ$90,CB100,GHA!$BK$51:$BK$90),CB100+1,CB100)","v":1},1360.4,{"$f":"SUMIF(GHA!$AQ$51:$AQ$90,CB101,GHA!$BJ$51:$BJ$90)","v":1475}]
[101,"2009-04-11",6,"Saturday",1065,1029,1048,1053,1036,999,951,954,996,1018,1037,1057,1045,1094,1086,1082,1115,1097,1292,1267,1253,1246,1194,1174,26188,1266.6534759360438,"s1","d1","s1d1",null,null,null,null,null,null,null,null,null,null,null,null,null,null,null,null,null,null,null,null,null,null,null,null,null,null,null,null,null,null,null,null,null,null,null,null,null,null,null,null,null,null,5,4,100,{"$f":"OFFSET(GHA!$D$1,IF($CA$1,BX102,366-BX102),BY102)","v":930},{"$f":"IF(BZ102=SUMIF(GHA!$AQ$51:$AQ$90,CB101,GHA!$BK$51:$BK$90),CB101+1,CB101)","v":1},1359.9,{"$f":"SUMIF(GHA!$AQ$51:$AQ$90,CB102,GHA!$BJ$51:$BJ$90)","v":1475}]
[102,"2009-04-12",7,"Sunday",1125,1085,1043,1041,1064,1024,993,1007,993,953,951,926,950,962,977,977,964,1003,1159,1208,1218,1218,1113,1062,25016,1255.8881283424396,"s1","d1","s1d1",null,null,null,null,null,null,null,null,null,null,null,null,null,null,null,null,null,null,null,null,null,null,null,null,null,null,null,null,null,null,null,null,null,null,null,null,null,null,null,null,null,null,5,5,101,{"$f":"OFFSET(GHA!$D$1,IF($CA$1,BX103,366-BX103),BY103)","v":931},{"$f":"IF(BZ103=SUMIF(GHA!$AQ$51:$AQ$90,CB102,GHA!$BK$51:$BK$90),CB102+1,CB102)","v":1},1359,{"$f":"SUMIF(GHA!$AQ$51:$AQ$90,CB103,GHA!$BJ$51:$BJ$90)","v":1475}]
[103,"2009-04-13",1,"Monday",1040,1033,1006,977,997,986,909,921,939,797,911,858,832,835,802,752,770,840,1000,992,992,935,880,853,21857,1230.2993155081956,"s1","d1","s1d1",null,null,null,null,null,null,null,null,null,null,null,null,null,null,null,null,null,null,null,null,null,null,null,null,null,null,null,null,null,null,null,null,null,null,null,null,null,null,null,null,null,null,5,6,102,{"$f":"OFFSET(GHA!$D$1,IF($CA$1,BX104,366-BX104),BY104)","v":957},{"$f":"IF(BZ104=SUMIF(GHA!$AQ$51:$AQ$90,CB103,GHA!$BK$51:$BK$90),CB103+1,CB103)","v":1},1359,{"$f":"SUMIF(GHA!$AQ$51:$AQ$90,CB104,GHA!$BJ$51:$BJ$90)","v":1475}]
[104,"2009-04-14",2,"Tuesday",816,797,791,781,819,856,854,912,981,1000,1039,1060,1070,1091,1122,1009,1085,1107,1274,1287.7,1213.0999999999999,1236,1166,1066,24432.799999999999,1234.6693839573761,"s1","d1","s1d1",null,null,null,null,null,null,null,null,null,null,null,null,null,null,null,null,null,null,null,null,null,null,null,null,null,null,null,null,null,null,null,null,null,null,null,null,null,null,null,null,null,null,5,7,103,{"$f":"OFFSET(GHA!$D$1,IF($CA$1,BX105,366-BX105),BY105)","v":948},{"$f":"IF(BZ105=SUMIF(GHA!$AQ$51:$AQ$90,CB104,GHA!$BK$51:$BK$90),CB104+1,CB104)","v":1},1358.9,{"$f":"SUMIF(GHA!$AQ$51:$AQ$90,CB105,GHA!$BJ$51:$BJ$90)","v":1475}]
[105,"2009-04-15",3,"Wednesday",1018,1004,998,999,1007,1004,956,1008,1139,1099,1006,1090,1079,1088,1116,1119,1010,1053,1197,1253,1248,1227,1140,967,25825,1230.9024455616386,"s1","d1","s1d1",null,null,null,null,null,null,null,null,null,null,null,null,null,null,null,null,null,null,null,null,null,null,null,null,null,null,null,null,null,null,null,null,null,null,null,null,null,null,null,null,null,null,5,8,104,{"$f":"OFFSET(GHA!$D$1,IF($CA$1,BX106,366-BX106),BY106)","v":1021},{"$f":"IF(BZ106=SUMIF(GHA!$AQ$51:$AQ$90,CB105,GHA!$BK$51:$BK$90),CB105+1,CB105)","v":1},1358.6,{"$f":"SUMIF(GHA!$AQ$51:$AQ$90,CB106,GHA!$BJ$51:$BJ$90)","v":1475}]
[106,"2009-04-16",4,"Thursday",1072,1060,1038,1033,945,945,941,915,925,894,928,952,972.1,981.2,985,1011,1025,1021,1232,1257,1212,1214,1116,1074,24748.300000000003,1231.0122010054749,"s1","d1","s1d1",null,null,null,null,null,null,null,null,null,null,null,null,null,null,null,null,null,null,null,null,null,null,null,null,null,null,null,null,null,null,null,null,null,null,null,null,null,null,null,null,null,null,5,9,105,{"$f":"OFFSET(GHA!$D$1,IF($CA$1,BX107,366-BX107),BY107)","v":1073},{"$f":"IF(BZ107=SUMIF(GHA!$AQ$51:$AQ$90,CB106,GHA!$BK$51:$BK$90),CB106+1,CB106)","v":1},1358.4,{"$f":"SUMIF(GHA!$AQ$51:$AQ$90,CB107,GHA!$BJ$51:$BJ$90)","v":1475}]
[107,"2009-04-17",5,"Friday",1010,1009,971,974,991,1028,965,1018,1074,1099,1092,1063,1094,1114,1121,1168,1104,1038,1245,1265,1281,1235,1199,1140,26298,1232.4109809049276,"s1","d1","s1d1",null,null,null,null,null,null,null,null,null,null,null,null,null,null,null,null,null,null,null,null,null,null,null,null,null,null,null,null,null,null,null,null,null,null,null,null,null,null,null,null,null,null,5,10,106,{"$f":"OFFSET(GHA!$D$1,IF($CA$1,BX108,366-BX108),BY108)","v":1085},{"$f":"IF(BZ108=SUMIF(GHA!$AQ$51:$AQ$90,CB107,GHA!$BK$51:$BK$90),CB107+1,CB107)","v":1},1358,{"$f":"SUMIF(GHA!$AQ$51:$AQ$90,CB108,GHA!$BJ$51:$BJ$90)","v":1475}]
[108,"2009-04-18",6,"Saturday",1044,1058,1050,1036,1042,1000,951,961,997,994,986,1032,1008,1026,1026,1003,1028,1053,1257,1260,1260,1232,1206,1121,25631,1234.869882814435,"s1","d1","s1d1",null,null,null,null,null,null,null,null,null,null,null,null,null,null,null,null,null,null,null,null,null,null,null,null,null,null,null,null,null,null,null,null,null,null,null,null,null,null,null,null,null,null,5,11,107,{"$f":"OFFSET(GHA!$D$1,IF($CA$1,BX109,366-BX109),BY109)","v":1108},{"$f":"IF(BZ109=SUMIF(GHA!$AQ$51:$AQ$90,CB108,GHA!$BK$51:$BK$90),CB108+1,CB108)","v":1},1357,{"$f":"SUMIF(GHA!$AQ$51:$AQ$90,CB109,GHA!$BJ$51:$BJ$90)","v":1475}]
[109,"2009-04-19",7,"Sunday",938,904,845,824,859,829,860,909,851,895,879,903,935,967,978,1001,993,979,1213,1235,1245,1215,1152,1120,23529,1232.6828945329914,"s1","d1","s1d1",null,null,null,null,null,null,null,null,null,null,null,null,null,null,null,null,null,null,null,null,null,null,null,null,null,null,null,null,null,null,null,null,null,null,null,null,null,null,null,null,null,null,5,12,108,{"$f":"OFFSET(GHA!$D$1,IF($CA$1,BX110,366-BX110),BY110)","v":1131},{"$f":"IF(BZ110=SUMIF(GHA!$AQ$51:$AQ$90,CB109,GHA!$BK$51:$BK$90),CB109+1,CB109)","v":1},1355,{"$f":"SUMIF(GHA!$AQ$51:$AQ$90,CB110,GHA!$BJ$51:$BJ$90)","v":1475}]
[110,"2009-04-20",1,"Monday",1040,1012,992,1002,1007,994,986,1071,1161,1176,1196,1205.7,1196,1198,1194,1218,1172,1165,228,10,214,505,842,880,22664.7,1132.2146050796923,"s1","d1","s1d1",null,null,null,null,null,null,null,null,null,null,null,null,null,null,null,null,null,null,null,null,null,null,null,null,null,null,null,null,null,null,null,null,null,null,null,null,null,null,null,null,null,null,5,13,109,{"$f":"OFFSET(GHA!$D$1,IF($CA$1,BX111,366-BX111),BY111)","v":1112},{"$f":"IF(BZ111=SUMIF(GHA!$AQ$51:$AQ$90,CB110,GHA!$BK$51:$BK$90),CB110+1,CB110)","v":1},1355,{"$f":"SUMIF(GHA!$AQ$51:$AQ$90,CB111,GHA!$BJ$51:$BJ$90)","v":1475}]
[111,"2009-04-21",2,"Tuesday",972,944,833,870,862,935,944,1017,1024,1018,1049,1062,1053,1049,1078,1091,1078,1025,1203,1250,1146,1232,1187,1147,25069,1139.2931445717231,"s1","d1","s1d1",null,null,null,null,null,null,null,null,null,null,null,null,null,null,null,null,null,null,null,null,null,null,null,null,null,null,null,null,null,null,null,null,null,null,null,null,null,null,null,null,null,null,5,14,110,{"$f":"OFFSET(GHA!$D$1,IF($CA$1,BX112,366-BX112),BY112)","v":1125},{"$f":"IF(BZ112=SUMIF(GHA!$AQ$51:$AQ$90,CB111,GHA!$BK$51:$BK$90),CB111+1,CB111)","v":1},1355,{"$f":"SUMIF(GHA!$AQ$51:$AQ$90,CB112,GHA!$BJ$51:$BJ$90)","v":1475}]
[112,"2009-04-22",3,"Wednesday",1075,1060,1008,935,931,947,931,952,1061,1116,1132,1144,1149,1175,1160,1210,1178,1144,1268,1324,1324,1274,1210,1165,26873,1152.1638301145508,"s1","d1","s1d1",null,null,null,null,null,null,null,null,null,null,null,null,null,null,null,null,null,null,null,null,null,null,null,null,null,null,null,null,null,null,null,null,null,null,null,null,null,null,null,null,null,null,5,15,111,{"$f":"OFFSET(GHA!$D$1,IF($CA$1,BX113,366-BX113),BY113)","v":1145},{"$f":"IF(BZ113=SUMIF(GHA!$AQ$51:$AQ$90,CB112,GHA!$BK$51:$BK$90),CB112+1,CB112)","v":1},1355,{"$f":"SUMIF(GHA!$AQ$51:$AQ$90,CB113,GHA!$BJ$51:$BJ$90)","v":1475}]
[113,"2009-04-23",4,"Thursday",1103,1064,1036,1031,1056,1023,987,1079,1170,1187,1188,1181,1159,1097,1177,1177,1147,1106,1270,1200,1267,1254,1206,1149,27314,1163.9474471030958,"s1","d1","s1d1",null,null,null,null,null,null,null,null,null,null,null,null,null,null,null,null,null,null,null,null,null,null,null,null,null,null,null,null,null,null,null,null,null,null,null,null,null,null,null,null,null,null,5,16,112,{"$f":"OFFSET(GHA!$D$1,IF($CA$1,BX114,366-BX114),BY114)","v":1133},{"$f":"IF(BZ114=SUMIF(GHA!$AQ$51:$AQ$90,CB113,GHA!$BK$51:$BK$90),CB113+1,CB113)","v":1},1354.4,{"$f":"SUMIF(GHA!$AQ$51:$AQ$90,CB114,GHA!$BJ$51:$BJ$90)","v":1475}]
[114,"2009-04-24",5,"Friday",1051,1077,1052,1061,1077,1094,1054,1109.5,1194,1196,1180,1214,1141,1148,1047,1073,1050,1121,1172,1132,1016,1077.5999999999999,1042.0999999999999,997.9,26377.1,1164.7527023927862,"s1","d1","s1d1",null,null,null,null,null,null,null,null,null,null,null,null,null,null,null,null,null,null,null,null,null,null,null,null,null,null,null,null,null,null,null,null,null,null,null,null,null,null,null,null,null,null,5,17,113,{"$f":"OFFSET(GHA!$D$1,IF($CA$1,BX115,366-BX115),BY115)","v":1114},{"$f":"IF(BZ115=SUMIF(GHA!$AQ$51:$AQ$90,CB114,GHA!$BK$51:$BK$90),CB114+1,CB114)","v":1},1354,{"$f":"SUMIF(GHA!$AQ$51:$AQ$90,CB115,GHA!$BJ$51:$BJ$90)","v":1475}]
[115,"2009-04-25",6,"Saturday",952,943,915,913,905,939,863,925,911,942,965,938,969,994,990,1014,1020,1043,1233,1278.5,1271,1252.2,1196,1128,24499.7,1171.5774321535075,"s1","d1","s1d1",null,null,null,null,null,null,null,null,null,null,null,null,null,null,null,null,null,null,null,null,null,null,null,null,null,null,null,null,null,null,null,null,null,null,null,null,null,null,null,null,null,null,5,18,114,{"$f":"OFFSET(GHA!$D$1,IF($CA$1,BX116,366-BX116),BY116)","v":1143},{"$f":"IF(BZ116=SUMIF(GHA!$AQ$51:$AQ$90,CB115,GHA!$BK$51:$BK$90),CB115+1,CB115)","v":1},1354,{"$f":"SUMIF(GHA!$AQ$51:$AQ$90,CB116,GHA!$BJ$51:$BJ$90)","v":1475}]
[116,"2009-04-26",7,"Sunday",1084,1062,1025,1001,982,1000,932,951,924,841,731,874,924,977,977,987,986,1018,1268,1253,1250,1229,1137,1095,24508,1181.2196889381567,"s1","d1","s1d1",null,null,null,null,null,null,null,null,null,null,null,null,null,null,null,null,null,null,null,null,null,null,null,null,null,null,null,null,null,null,null,null,null,null,null,null,null,null,null,null,null,null,5,19,115,{"$f":"OFFSET(GHA!$D$1,IF($CA$1,BX117,366-BX117),BY117)","v":1264},{"$f":"IF(BZ117=SUMIF(GHA!$AQ$51:$AQ$90,CB116,GHA!$BK$51:$BK$90),CB116+1,CB116)","v":1},1353,{"$f":"SUMIF(GHA!$AQ$51:$AQ$90,CB117,GHA!$BJ$51:$BJ$90)","v":1475}]
[117,"2009-04-27",1,"Monday",1056,1012,993,1019,993,979,900,1014,1065,1100,1127,1110,1088,1107,1119,1125,1099,1105,1291,1323,1311,1262,1179,1069,26446,1192.1977200443409,"s1","d1","s1d1",null,null,null,null,null,null,null,null,null,null,null,null,null,null,null,null,null,null,null,null,null,null,null,null,null,null,null,null,null,null,null,null,null,null,null,null,null,null,null,null,null,null,5,20,116,{"$f":"OFFSET(GHA!$D$1,IF($CA$1,BX118,366-BX118),BY118)","v":1269},{"$f":"IF(BZ118=SUMIF(GHA!$AQ$51:$AQ$90,CB117,GHA!$BK$51:$BK$90),CB117+1,CB117)","v":1},1352.7,{"$f":"SUMIF(GHA!$AQ$51:$AQ$90,CB118,GHA!$BJ$51:$BJ$90)","v":1475}]
[118,"2009-04-28",2,"Tuesday",1086,1049,1009,1009,1029,1013,977,1061,1129,1170,1175.5999999999999,1167,1153,1166,1183,1183,1167,1144,1314,1359,1349,1299,1238,1169,27598.6,1204.3779480399069,"s1","d1","s1d1",null,null,null,null,null,null,null,null,null,null,null,null,null,null,null,null,null,null,null,null,null,null,null,null,null,null,null,null,null,null,null,null,null,null,null,null,null,null,null,null,null,null,5,21,117,{"$f":"OFFSET(GHA!$D$1,IF($CA$1,BX119,366-BX119),BY119)","v":1245},{"$f":"IF(BZ119=SUMIF(GHA!$AQ$51:$AQ$90,CB118,GHA!$BK$51:$BK$90),CB118+1,CB118)","v":2},1352.2,{"$f":"SUMIF(GHA!$AQ$51:$AQ$90,CB119,GHA!$BJ$51:$BJ$90)","v":1265.3626074583512}]
[119,"2009-04-29",3,"Wednesday",1129,1110,1091,1078,1089,1105,1051,1146,1209,1177,1188,1193,1203,1183,1207,1212,1222,1143,1277,1330,1314,1278,1235,1147,28317,1211.6401532359162,"s1","d1","s1d1",null,null,null,null,null,null,null,null,null,null,null,null,null,null,null,null,null,null,null,null,null,null,null,null,null,null,null,null,null,null,null,null,null,null,null,null,null,null,null,null,null,null,5,22,118,{"$f":"OFFSET(GHA!$D$1,IF($CA$1,BX120,366-BX120),BY120)","v":1216},{"$f":"IF(BZ120=SUMIF(GHA!$AQ$51:$AQ$90,CB119,GHA!$BK$51:$BK$90),CB119+1,CB119)","v":2},1352,{"$f":"SUMIF(GHA!$AQ$51:$AQ$90,CB120,GHA!$BJ$51:$BJ$90)","v":1265.3626074583512}]
[120,"2009-04-30",4,"Thursday",1095,1091,1070,1052,1049,1043,1015,1069,1133,1075,1110.9000000000001,1187,1150,1190,1181,1176,1160,1135,1285,1314,1323,1295,1236,1172,27606.9,1218.9761379123245,"s1","d1","s1d1",null,null,null,null,null,null,null,null,null,null,null,null,null,null,null,null,null,null,null,null,null,null,null,null,null,null,null,null,null,null,null,null,null,null,null,null,null,null,null,null,null,null,5,23,119,{"$f":"OFFSET(GHA!$D$1,IF($CA$1,BX121,366-BX121),BY121)","v":1136},{"$f":"IF(BZ121=SUMIF(GHA!$AQ$51:$AQ$90,CB120,GHA!$BK$51:$BK$90),CB120+1,CB120)","v":2},1352,{"$f":"SUMIF(GHA!$AQ$51:$AQ$90,CB121,GHA!$BJ$51:$BJ$90)","v":1265.3626074583512}]
[121,"2009-05-01",5,"Friday",1142,1114,1089,1038,1081,1040,914,929,955,1001,1007,1030,997,1003,972,989,972,966,1128,1200,1190,1164,1110,958,24989,1209.8785241210919,"s1","d1","s1d1",null,null,null,null,null,null,null,null,null,null,null,null,null,null,null,null,null,null,null,null,null,null,null,null,null,null,null,null,null,null,null,null,null,null,null,null,null,null,null,null,null,null,5,24,120,{"$f":"OFFSET(GHA!$D$1,IF($CA$1,BX122,366-BX122),BY122)","v":1076},{"$f":"IF(BZ122=SUMIF(GHA!$AQ$51:$AQ$90,CB121,GHA!$BK$51:$BK$90),CB121+1,CB121)","v":2},1351.8,{"$f":"SUMIF(GHA!$AQ$51:$AQ$90,CB122,GHA!$BJ$51:$BJ$90)","v":1265.3626074583512}]
[122,"2009-05-02",6,"Saturday",1017,995,974,973,973,935,910,1007,898,1038,1058,1081,1088,1071,1069,1065,1072,1114,1236,1286,1292,1256,1226,1162,25796,1212.4906717089827,"s1","d1","s1d1",null,null,null,null,null,null,null,null,null,null,null,null,null,null,null,null,null,null,null,null,null,null,null,null,null,null,null,null,null,null,null,null,null,null,null,null,null,null,null,null,null,null,6,1,121,{"$f":"OFFSET(GHA!$D$1,IF($CA$1,BX123,366-BX123),BY123)","v":1148},{"$f":"IF(BZ123=SUMIF(GHA!$AQ$51:$AQ$90,CB122,GHA!$BK$51:$BK$90),CB122+1,CB122)","v":2},1351.5,{"$f":"SUMIF(GHA!$AQ$51:$AQ$90,CB123,GHA!$BJ$51:$BJ$90)","v":1265.3626074583512}]
[123,"2009-05-03",7,"Sunday",1111,1068,1019,993,991,933,918,969,982,967,933,956,1007,1010,971,964,1022,1021,1191,1212,1209,1172,1083,1037,24739,1210.3416045380843,"s1","d1","s1d1",null,null,null,null,null,null,null,null,null,null,null,null,null,null,null,null,null,null,null,null,null,null,null,null,null,null,null,null,null,null,null,null,null,null,null,null,null,null,null,null,null,null,6,2,122,{"$f":"OFFSET(GHA!$D$1,IF($CA$1,BX124,366-BX124),BY124)","v":1127},{"$f":"IF(BZ124=SUMIF(GHA!$AQ$51:$AQ$90,CB123,GHA!$BK$51:$BK$90),CB123+1,CB123)","v":2},1351.2,{"$f":"SUMIF(GHA!$AQ$51:$AQ$90,CB124,GHA!$BJ$51:$BJ$90)","v":1265.3626074583512}]
[124,"2009-05-04",1,"Monday",1013,986,964,963,956,982,951,1085,1119,1159,1160,1157,1140,1139,1158,1164,1064,1112,1251,1268,1267,1254,1190,1160,26662,1214.4074440842758,"s1","d1","s1d1",null,null,null,null,null,null,null,null,null,null,null,null,null,null,null,null,null,null,null,null,null,null,null,null,null,null,null,null,null,null,null,null,null,null,null,null,null,null,null,null,null,null,6,3,123,{"$f":"OFFSET(GHA!$D$1,IF($CA$1,BX125,366-BX125),BY125)","v":1118},{"$f":"IF(BZ125=SUMIF(GHA!$AQ$51:$AQ$90,CB124,GHA!$BK$51:$BK$90),CB124+1,CB124)","v":2},1351,{"$f":"SUMIF(GHA!$AQ$51:$AQ$90,CB125,GHA!$BJ$51:$BJ$90)","v":1265.3626074583512}]
[125,"2009-05-05",2,"Tuesday",1104,1077,1027,973,990,1004,998,1041,1062,1093,1089,1075,1063,1055,1075,1101,1095,1090,1261,1270,1249,1206,1144,1087,26229,1219.0666996758482,"s1","d1","s1d1",null,null,null,null,null,null,null,null,null,null,null,null,null,null,null,null,null,null,null,null,null,null,null,null,null,null,null,null,null,null,null,null,null,null,null,null,null,null,null,null,null,null,6,4,124,{"$f":"OFFSET(GHA!$D$1,IF($CA$1,BX126,366-BX126),BY126)","v":1096},{"$f":"IF(BZ126=SUMIF(GHA!$AQ$51:$AQ$90,CB125,GHA!$BK$51:$BK$90),CB125+1,CB125)","v":2},1349.5,{"$f":"SUMIF(GHA!$AQ$51:$AQ$90,CB126,GHA!$BJ$51:$BJ$90)","v":1265.3626074583512}]
[126,"2009-05-06",3,"Wednesday",702,1010,983,995,1025,1011,1000,1055,1093,1153,1124,1117,1111,1145,1138,1140,1131,1133,1265,1287,1261,1228,1163,1078,26348,1223.6600297082634,"s1","d1","s1d1",null,null,null,null,null,null,null,null,null,null,null,null,null,null,null,null,null,null,null,null,null,null,null,null,null,null,null,null,null,null,null,null,null,null,null,null,null,null,null,null,null,null,6,5,125,{"$f":"OFFSET(GHA!$D$1,IF($CA$1,BX127,366-BX127),BY127)","v":1111},{"$f":"IF(BZ127=SUMIF(GHA!$AQ$51:$AQ$90,CB126,GHA!$BK$51:$BK$90),CB126+1,CB126)","v":2},1349.2,{"$f":"SUMIF(GHA!$AQ$51:$AQ$90,CB127,GHA!$BJ$51:$BJ$90)","v":1265.3626074583512}]
[127,"2009-05-07",4,"Thursday",1065,1027,990,1006,1009,1000,987,1045,1090,1111,1110,1114,1070,1064,1076,1062,1033,1043,1150,1183,1176,1113,1035,987,25546,1216.2940267374372,"s2","d1","s2d1",null,null,null,null,null,null,null,null,null,null,null,null,null,null,null,null,null,null,null,null,null,null,null,null,null,null,null,null,null,null,null,null,null,null,null,null,null,null,null,null,null,null,6,6,126,{"$f":"OFFSET(GHA!$D$1,IF($CA$1,BX128,366-BX128),BY128)","v":1039},{"$f":"IF(BZ128=SUMIF(GHA!$AQ$51:$AQ$90,CB127,GHA!$BK$51:$BK$90),CB127+1,CB127)","v":2},1349,{"$f":"SUMIF(GHA!$AQ$51:$AQ$90,CB128,GHA!$BJ$51:$BJ$90)","v":1265.3626074583512}]
[128,"2009-05-08",5,"Friday",943,879,872,872,886,946,909,985,1018,1019,998,1032,1019,1069,1076,1046,1078,1082,1198,1229,1230,1185,1130,1074,24775,1214.4646240636935,"s2","d1","s2d1",null,null,null,null,null,null,null,null,null,null,null,null,null,null,null,null,null,null,null,null,null,null,null,null,null,null,null,null,null,null,null,null,null,null,null,null,null,null,null,null,null,null,6,7,127,{"$f":"OFFSET(GHA!$D$1,IF($CA$1,BX129,366-BX129),BY129)","v":994},{"$f":"IF(BZ129=SUMIF(GHA!$AQ$51:$AQ$90,CB128,GHA!$BK$51:$BK$90),CB128+1,CB128)","v":2},1349,{"$f":"SUMIF(GHA!$AQ$51:$AQ$90,CB129,GHA!$BJ$51:$BJ$90)","v":1265.3626074583512}]
[129,"2009-05-09",6,{"$f":"VLOOKUP(C130,weekdays,2,FALSE)","v":"Saturday"},1028,1003,1002,979,967,969,910,906,934,843,950,966,969,975,974,955,972,1029,1183,1272,1268,1222,1132,1056,{"$f":"SUM(E130:AB130)","v":24464},1211.318161657324,"s2","d1","s2d1",null,null,null,null,null,null,null,null,null,null,null,null,null,null,null,null,null,null,null,null,null,null,null,null,null,null,null,null,null,null,null,null,null,null,null,null,null,null,null,null,null,null,6,8,128,{"$f":"OFFSET(GHA!$D$1,IF($CA$1,BX130,366-BX130),BY130)","v":1046},{"$f":"IF(BZ130=SUMIF(GHA!$AQ$51:$AQ$90,CB129,GHA!$BK$51:$BK$90),CB129+1,CB129)","v":2},1348.3,{"$f":"SUMIF(GHA!$AQ$51:$AQ$90,CB130,GHA!$BJ$51:$BJ$90)","v":1265.3626074583512}]
[130,"2009-05-10",{"$f":"WEEKDAY(B131,2)","v":7},"Sunday",955,903,915,896,900,918,899,894,883,840,841,822,871,898,927,927,920,1000,1179,1212,1182,1162,1073,1004,23021,1208.0863454915918,{"$f":"IF(AND(A131>$AJ$6,A131<$AJ$7),\"s2\",IF(A131<=$AJ$6,\"s1\",\"s3\"))","v":"s2"},"d1",{"$f":"AE131&AF131","v":"s2d1"},null,null,null,null,null,null,null,null,null,null,null,null,null,null,null,null,null,null,null,null,null,null,null,null,null,null,null,null,null,null,null,null,null,null,null,null,null,null,null,null,null,null,{"$f":"ROUNDDOWN((BZ131-1)/24,0)+1","v":6},9,129,{"$f":"OFFSET(GHA!$D$1,IF($CA$1,BX131,366-BX131),BY131)","v":1106},{"$f":"IF(BZ131=SUMIF(GHA!$AQ$51:$AQ$90,CB130,GHA!$BK$51:$BK$90),CB130+1,CB130)","v":2},1348,{"$f":"SUMIF(GHA!$AQ$51:$AQ$90,CB131,GHA!$BJ$51:$BJ$90)","v":1265.3626074583512}]
[{"$f":"A131+1","v":131},"2009-05-11",1,"Monday",974,939,924,882,942,970,986,1010,1086,1105,1108,1106,1109,1117,1119,1120,1108,1099,1272,1307,1282,1247,1151,1113,26076,1214.4777109424326,"s2","d1","s2d1",null,null,null,null,null,null,null,null,null,null,null,null,null,null,null,null,null,null,null,null,null,null,null,null,null,null,null,null,null,null,null,null,null,null,null,null,null,null,null,null,null,null,6,10,{"$f":"BZ131+1","v":130},{"$f":"OFFSET(GHA!$D$1,IF($CA$1,BX132,366-BX132),BY132)","v":1109},{"$f":"IF(BZ132=SUMIF(GHA!$AQ$51:$AQ$90,CB131,GHA!$BK$51:$BK$90),CB131+1,CB131)","v":2},1347.8,{"$f":"SUMIF(GHA!$AQ$51:$AQ$90,CB132,GHA!$BJ$51:$BJ$90)","v":1265.3626074583512}]
[132,"2009-05-12",2,"Tuesday",1094,1049,1043,1050,1030,1050,995,1063,1125,1135,1139,1076,1097,1098,1124,1102,1153,1064,1257,1273,1282,1252,1193,1155,26899,1218.7299398481894,"s2","d1","s2d1",null,null,null,null,null,null,null,null,null,null,null,null,null,null,null,null,null,null,null,null,null,null,null,null,null,null,null,null,null,null,null,null,null,null,null,null,null,null,null,null,null,null,6,11,131,{"$f":"OFFSET(GHA!$D$1,IF($CA$1,BX133,366-BX133),BY133)","v":1109},{"$f":"IF(BZ133=SUMIF(GHA!$AQ$51:$AQ$90,CB132,GHA!$BK$51:$BK$90),CB132+1,CB132)","v":2},1347.8,{"$f":"SUMIF(GHA!$AQ$51:$AQ$90,CB133,GHA!$BJ$51:$BJ$90)","v":1265.3626074583512}]
[133,"2009-05-13",3,"Wednesday",1098,1081,1012,1029,1059,1005,984,1058,1121,1159,1179,1168,1175,1184,1177,1192,1159,1163,1282,1310,1284,1237,1180,1162,27458,1225.0569458633704,"s2","d1","s2d1",null,null,null,null,null,null,null,null,null,null,null,null,null,null,null,null,null,null,null,null,null,null,null,null,null,null,null,null,null,null,null,null,null,null,null,null,null,null,null,null,null,null,6,12,132,{"$f":"OFFSET(GHA!$D$1,IF($CA$1,BX134,366-BX134),BY134)","v":1102},{"$f":"IF(BZ134=SUMIF(GHA!$AQ$51:$AQ$90,CB133,GHA!$BK$51:$BK$90),CB133+1,CB133)","v":2},1347.4,{"$f":"SUMIF(GHA!$AQ$51:$AQ$90,CB134,GHA!$BJ$51:$BJ$90)","v":1265.3626074583512}]
[134,"2009-05-14",4,"Thursday",1119,1108,1074,1085,1075,1055,1024,1088,1134,1166,1212,1160.7,1168,1167,1185,1191,1159,1116,1249,1284,1211,1168,1088,1076,27362.7,1227.4512512770334,"s2","d1","s2d1",null,null,null,null,null,null,null,null,null,null,null,null,null,null,null,null,null,null,null,null,null,null,null,null,null,null,null,null,null,null,null,null,null,null,null,null,null,null,null,null,null,null,6,13,133,{"$f":"OFFSET(GHA!$D$1,IF($CA$1,BX135,366-BX135),BY135)","v":1073},{"$f":"IF(BZ135=SUMIF(GHA!$AQ$51:$AQ$90,CB134,GHA!$BK$51:$BK$90),CB134+1,CB134)","v":2},1347.3,{"$f":"SUMIF(GHA!$AQ$51:$AQ$90,CB135,GHA!$BJ$51:$BJ$90)","v":1265.3626074583512}]
[135,"2009-05-15",5,"Friday",1063,1041,1016,1024,1039,1009,1001,1043,1070,1083,1080,1110,1062.5,1122.5999999999999,1165,1151,1133,1170,1272,1297,1303,1271,1232,1159,26917.1,1231.9061261493302,"s2","d1","s2d1",null,null,null,null,null,null,null,null,null,null,null,null,null,null,null,null,null,null,null,null,null,null,null,null,null,null,null,null,null,null,null,null,null,null,null,null,null,null,null,null,null,null,6,14,134,{"$f":"OFFSET(GHA!$D$1,IF($CA$1,BX136,366-BX136),BY136)","v":1123},{"$f":"IF(BZ136=SUMIF(GHA!$AQ$51:$AQ$90,CB135,GHA!$BK$51:$BK$90),CB135+1,CB135)","v":2},1347.2,{"$f":"SUMIF(GHA!$AQ$51:$AQ$90,CB136,GHA!$BJ$51:$BJ$90)","v":1265.3626074583512}]
[136,"2009-05-16",6,"Saturday",1132,1096,1111,1088,1083,1015,980,958,977,1013,1024,1040,1054.8,1067,1057,1075,1059,1090,1274,1255,1291,1285,1227,1194,26445.8,1236.1155135343975,"s2","d1","s2d1",null,null,null,null,null,null,null,null,null,null,null,null,null,null,null,null,null,null,null,null,null,null,null,null,null,null,null,null,null,null,null,null,null,null,null,null,null,null,null,null,null,null,6,15,135,{"$f":"OFFSET(GHA!$D$1,IF($CA$1,BX137,366-BX137),BY137)","v":1132},{"$f":"IF(BZ137=SUMIF(GHA!$AQ$51:$AQ$90,CB136,GHA!$BK$51:$BK$90),CB136+1,CB136)","v":2},1347,{"$f":"SUMIF(GHA!$AQ$51:$AQ$90,CB137,GHA!$BJ$51:$BJ$90)","v":1265.3626074583512}]
[137,"2009-05-17",7,"Sunday",1125,1056,1072,1046,1063,961,974,971,940,955,752,766,811,831,812,832,829,854,1042,1072,1037,1087,1107,1045,23040,1216.7039621809579,"s2","d1","s2d1",null,null,null,null,null,null,null,null,null,null,null,null,null,null,null,null,null,null,null,null,null,null,null,null,null,null,null,null,null,null,null,null,null,null,null,null,null,null,null,null,null,null,6,16,136,{"$f":"OFFSET(GHA!$D$1,IF($CA$1,BX138,366-BX138),BY138)","v":1115},{"$f":"IF(BZ138=SUMIF(GHA!$AQ$51:$AQ$90,CB137,GHA!$BK$51:$BK$90),CB137+1,CB137)","v":2},1347,{"$f":"SUMIF(GHA!$AQ$51:$AQ$90,CB138,GHA!$BJ$51:$BJ$90)","v":1265.3626074583512}]
[138,"2009-05-18",1,"Monday",1020,1007,982,984,1026,1022,1018,1067,1140,1136,1068,1178,1148,1140,1198,1204,1198,1169,1315,1337,1278,1274,1233,1160,27302,1226.5335659628622,"s2","d1","s2d1",null,null,null,null,null,null,null,null,null,null,null,null,null,null,null,null,null,null,null,null,null,null,null,null,null,null,null,null,null,null,null,null,null,null,null,null,null,null,null,null,null,null,6,17,137,{"$f":"OFFSET(GHA!$D$1,IF($CA$1,BX139,366-BX139),BY139)","v":1078},{"$f":"IF(BZ139=SUMIF(GHA!$AQ$51:$AQ$90,CB138,GHA!$BK$51:$BK$90),CB138+1,CB138)","v":2},1347,{"$f":"SUMIF(GHA!$AQ$51:$AQ$90,CB139,GHA!$BJ$51:$BJ$90)","v":1265.3626074583512}]
[139,"2009-05-19",2,"Tuesday",1109,1123,1106,1124,1142,1091,1112,1146,1186,1192,1145,1175,1164,954,1030,1097,1096,1024,1141,1209,1173,1152,1078,1096,26865,1217.980209366576,"s2","d1","s2d1",null,null,null,null,null,null,null,null,null,null,null,null,null,null,null,null,null,null,null,null,null,null,null,null,null,null,null,null,null,null,null,null,null,null,null,null,null,null,null,null,null,null,6,18,138,{"$f":"OFFSET(GHA!$D$1,IF($CA$1,BX140,366-BX140),BY140)","v":1096},{"$f":"IF(BZ140=SUMIF(GHA!$AQ$51:$AQ$90,CB139,GHA!$BK$51:$BK$90),CB139+1,CB139)","v":2},1346.9,{"$f":"SUMIF(GHA!$AQ$51:$AQ$90,CB140,GHA!$BJ$51:$BJ$90)","v":1265.3626074583512}]
[140,"2009-05-20",3,"Wednesday",1044,1034,1022,995,1038,1024,1000,1070,1107,1110,1105,1093,325,656,897,961,1064,1076,1217,1245,1231,1221,1179,1124,24838,{"$f":"AD140*(1-$AH$1)+W141*$AH$1","v":1217.8821884299184},"s2","d1","s2d1",null,null,null,null,null,null,null,null,null,null,null,null,null,null,null,null,null,null,null,null,null,null,null,null,null,null,null,null,null,null,null,null,null,null,null,null,null,null,null,null,null,null,6,19,139,{"$f":"OFFSET(GHA!$D$1,IF($CA$1,BX141,366-BX141),BY141)","v":1224},{"$f":"IF(BZ141=SUMIF(GHA!$AQ$51:$AQ$90,CB140,GHA!$BK$51:$BK$90),CB140+1,CB140)","v":2},1346.8,{"$f":"SUMIF(GHA!$AQ$51:$AQ$90,CB141,GHA!$BJ$51:$BJ$90)","v":1265.3626074583512}]
[141,"2009-05-21",4,"Thursday",1084,1055,1051,1047,1069,1014,1008,1039,1119,1132,1122,1161,1140,1139,1138,1149,1124,1098,1266,1304,1291,1283,1206,1176,27215,1222.6939695869264,"s2","d1","s2d1",null,null,null,null,null,null,null,null,null,null,null,null,null,null,null,null,null,null,null,null,null,null,null,null,null,null,null,null,null,null,null,null,null,null,null,null,null,null,null,null,null,null,6,20,140,{"$f":"OFFSET(GHA!$D$1,IF($CA$1,BX142,366-BX142),BY142)","v":1251},{"$f":"IF(BZ142=SUMIF(GHA!$AQ$51:$AQ$90,CB141,GHA!$BK$51:$BK$90),CB141+1,CB141)","v":2},1346.8,{"$f":"SUMIF(GHA!$AQ$51:$AQ$90,CB142,GHA!$BJ$51:$BJ$90)","v":1265.3626074583512}]
[142,"2009-05-22",5,"Friday",1110,1079,1073,1074,1080,1077,1047,1109,1160,1173,1170,1167,1175,1187,1191,1194,1186,1154,1291,1327,1319,1314,1276,1194,28127,1229.5245726282337,"s2","d1","s2d1",null,null,null,null,null,null,null,null,null,null,null,null,null,null,null,null,null,null,null,null,null,null,null,null,null,null,null,null,null,null,null,null,null,null,null,null,null,null,null,null,null,null,6,21,141,{"$f":"OFFSET(GHA!$D$1,IF($CA$1,BX143,366-BX143),BY143)","v":1229},{"$f":"IF(BZ143=SUMIF(GHA!$AQ$51:$AQ$90,CB142,GHA!$BK$51:$BK$90),CB142+1,CB142)","v":2},1346,{"$f":"SUMIF(GHA!$AQ$51:$AQ$90,CB143,GHA!$BJ$51:$BJ$90)","v":1265.3626074583512}]
[143,"2009-05-23",6,"Saturday",1148,1125,1128,1117,1120,1037,942,1009,1024,1010,1043,1058,1079,1090,1134,1084,1073,1083,1239,1275,1274,1258,1187,1144,26681,1230.4721153654104,"s2","d1","s2d1",null,null,null,null,null,null,null,null,null,null,null,null,null,null,null,null,null,null,null,null,null,null,null,null,null,null,null,null,null,null,null,null,null,null,null,null,null,null,null,null,null,null,6,22,142,{"$f":"OFFSET(GHA!$D$1,IF($CA$1,BX144,366-BX144),BY144)","v":1214},{"$f":"IF(BZ144=SUMIF(GHA!$AQ$51:$AQ$90,CB143,GHA!$BK$51:$BK$90),CB143+1,CB143)","v":2},1346,{"$f":"SUMIF(GHA!$AQ$51:$AQ$90,CB144,GHA!$BJ$51:$BJ$90)","v":1265.3626074583512}]
[144,"2009-05-24",7,"Sunday",1097,1081,1056,1045,1044,998,964,946,976,963,957,985,1001,1002,1005,1027,1040,1039,1182,1194,1168,1180,1144,1083,25177,1225.6249038288695,"s2","d1","s2d1",null,null,null,null,null,null,null,null,null,null,null,null,null,null,null,null,null,null,null,null,null,null,null,null,null,null,null,null,null,null,null,null,null,null,null,null,null,null,null,null,null,null,6,23,143,{"$f":"OFFSET(GHA!$D$1,IF($CA$1,BX145,366-BX145),BY145)","v":1156},{"$f":"IF(BZ145=SUMIF(GHA!$AQ$51:$AQ$90,CB144,GHA!$BK$51:$BK$90),CB144+1,CB144)","v":2},1345,{"$f":"SUMIF(GHA!$AQ$51:$AQ$90,CB145,GHA!$BJ$51:$BJ$90)","v":1265.3626074583512}]
[145,"2009-05-25",1,"Monday",1048,1014,1003,998,1010,949,934,975,1005,1000,1025,986,993,966,998,974,995,1034,1201,1218,1183,1176,1108,1077,24870,1223.1624134459826,"s2","d1","s2d1",null,null,null,null,null,null,null,null,null,null,null,null,null,null,null,null,null,null,null,null,null,null,null,null,null,null,null,null,null,null,null,null,null,null,null,null,null,null,null,null,null,null,6,24,144,{"$f":"OFFSET(GHA!$D$1,IF($CA$1,BX146,366-BX146),BY146)","v":1080},{"$f":"IF(BZ146=SUMIF(GHA!$AQ$51:$AQ$90,CB145,GHA!$BK$51:$BK$90),CB145+1,CB145)","v":2},1345,{"$f":"SUMIF(GHA!$AQ$51:$AQ$90,CB146,GHA!$BJ$51:$BJ$90)","v":1265.3626074583512}]
[146,"2009-05-26",2,"Tuesday",1013,994,997,986,997,1038,981,1013,1072,1092,1088,1061,1060,1085,1115,1114,1133,1106,1270,1295,1277,1248,1180,1131,26346,1227.8461721013844,"s2","d1","s2d1",null,null,null,null,null,null,null,null,null,null,null,null,null,null,null,null,null,null,null,null,null,null,null,null,null,null,null,null,null,null,null,null,null,null,null,null,null,null,null,null,null,null,7,1,145,{"$f":"OFFSET(GHA!$D$1,IF($CA$1,BX147,366-BX147),BY147)","v":1050},{"$f":"IF(BZ147=SUMIF(GHA!$AQ$51:$AQ$90,CB146,GHA!$BK$51:$BK$90),CB146+1,CB146)","v":2},1345,{"$f":"SUMIF(GHA!$AQ$51:$AQ$90,CB147,GHA!$BJ$51:$BJ$90)","v":1265.3626074583512}]
[147,"2009-05-27",3,"Wednesday",1091,1055,1042,1037,1073,1026,961,1056,1111,1136,1139,1152,1149,1146,1168,1172,1155,1159,1301,1332,1153,1162,1117,1122,27015,1235.1615548912459,"s2","d1","s2d1",null,null,null,null,null,null,null,null,null,null,null,null,null,null,null,null,null,null,null,null,null,null,null,null,null,null,null,null,null,null,null,null,null,null,null,null,null,null,null,null,null,null,7,2,146,{"$f":"OFFSET(GHA!$D$1,IF($CA$1,BX148,366-BX148),BY148)","v":1057},{"$f":"IF(BZ148=SUMIF(GHA!$AQ$51:$AQ$90,CB147,GHA!$BK$51:$BK$90),CB147+1,CB147)","v":2},1344,{"$f":"SUMIF(GHA!$AQ$51:$AQ$90,CB148,GHA!$BJ$51:$BJ$90)","v":1265.3626074583512}]
[148,"2009-05-28",4,"Thursday",1117,1091,1048,1026,1036,1026,1002,1058,1108,1138,1128,1141,1108,1137,1133,1147,1121,1103,1230,1278,1273,1255,1205,1141,27050,1234.6453994021215,"s2","d1","s2d1",null,null,null,null,null,null,null,null,null,null,null,null,null,null,null,null,null,null,null,null,null,null,null,null,null,null,null,null,null,null,null,null,null,null,null,null,null,null,null,null,null,null,7,3,147,{"$f":"OFFSET(GHA!$D$1,IF($CA$1,BX149,366-BX149),BY149)","v":1023},{"$f":"IF(BZ149=SUMIF(GHA!$AQ$51:$AQ$90,CB148,GHA!$BK$51:$BK$90),CB148+1,CB148)","v":2},1344,{"$f":"SUMIF(GHA!$AQ$51:$AQ$90,CB149,GHA!$BJ$51:$BJ$90)","v":1265.3626074583512}]
[149,"2009-05-29",5,"Friday",1109,1093,1071,1054,1097,1052,1091,1089,1177,1138,1157,1153,1095,1169,1161,1101,1119,1078,1224,1230,1210,1187,1143,1089,27087,1233.5808594619095,"s2","d1","s2d1",null,null,null,null,null,null,null,null,null,null,null,null,null,null,null,null,null,null,null,null,null,null,null,null,null,null,null,null,null,null,null,null,null,null,null,null,null,null,null,null,null,null,7,4,148,{"$f":"OFFSET(GHA!$D$1,IF($CA$1,BX150,366-BX150),BY150)","v":922},{"$f":"IF(BZ150=SUMIF(GHA!$AQ$51:$AQ$90,CB149,GHA!$BK$51:$BK$90),CB149+1,CB149)","v":2},1343,{"$f":"SUMIF(GHA!$AQ$51:$AQ$90,CB150,GHA!$BJ$51:$BJ$90)","v":1265.3626074583512}]
[150,"2009-05-30",6,"Saturday",1034,1016,991,974,976,937,878,887,943,900,945,934,945,996,949,1088,982,1026,1202,1241,1233,1171,1133,1087,24468,1230.4227735157187,"s2","d1","s2d1",null,null,null,null,null,null,null,null,null,null,null,null,null,null,null,null,null,null,null,null,null,null,null,null,null,null,null,null,null,null,null,null,null,null,null,null,null,null,null,null,null,null,7,5,149,{"$f":"OFFSET(GHA!$D$1,IF($CA$1,BX151,366-BX151),BY151)","v":1037},{"$f":"IF(BZ151=SUMIF(GHA!$AQ$51:$AQ$90,CB150,GHA!$BK$51:$BK$90),CB150+1,CB150)","v":2},1342.2,{"$f":"SUMIF(GHA!$AQ$51:$AQ$90,CB151,GHA!$BJ$51:$BJ$90)","v":1265.3626074583512}]
[151,"2009-05-31",7,"Sunday",1041,996,979,962,967,948,921,915,895,876,897,911,926,937,968,983,975,993,1187,1230,1241,1200,1078,1020,24046,1226.080496164147,"s2","d1","s2d1",null,null,null,null,null,null,null,null,null,null,null,null,null,null,null,null,null,null,null,null,null,null,null,null,null,null,null,null,null,null,null,null,null,null,null,null,null,null,null,null,null,null,7,6,150,{"$f":"OFFSET(GHA!$D$1,IF($CA$1,BX152,366-BX152),BY152)","v":1079},{"$f":"IF(BZ152=SUMIF(GHA!$AQ$51:$AQ$90,CB151,GHA!$BK$51:$BK$90),CB151+1,CB151)","v":2},1342.1,{"$f":"SUMIF(GHA!$AQ$51:$AQ$90,CB152,GHA!$BJ$51:$BJ$90)","v":1265.3626074583512}]
[152,"2009-06-01",1,"Monday",974,978,962,955,906,968,893,847,975,1052,1067,1069,1048,1081,1108,1025,1222,1085,1254,1300,1280,1257,1203,1096,25605,1228.8724465477324,"s2","d1","s2d1",null,null,null,null,null,null,null,null,null,null,null,null,null,null,null,null,null,null,null,null,null,null,null,null,null,null,null,null,null,null,null,null,null,null,null,null,null,null,null,null,null,null,7,7,151,{"$f":"OFFSET(GHA!$D$1,IF($CA$1,BX153,366-BX153),BY153)","v":1007},{"$f":"IF(BZ153=SUMIF(GHA!$AQ$51:$AQ$90,CB152,GHA!$BK$51:$BK$90),CB152+1,CB152)","v":2},1342.1,{"$f":"SUMIF(GHA!$AQ$51:$AQ$90,CB153,GHA!$BJ$51:$BJ$90)","v":1265.3626074583512}]
[153,"2009-06-02",2,"Tuesday",1058,1038,1042,1044,1070,1020,993,1041,1094,1104,1149,1133,1126,1080,1121,1122,1135,1083,1277,1289,1301,394,795,903,25412,1233.6852018929592,"s2","d1","s2d1",null,null,null,null,null,null,null,null,null,null,null,null,null,null,null,null,null,null,null,null,null,null,null,null,null,null,null,null,null,null,null,null,null,null,null,null,null,null,null,null,null,null,7,8,152,{"$f":"OFFSET(GHA!$D$1,IF($CA$1,BX154,366-BX154),BY154)","v":1047},{"$f":"IF(BZ154=SUMIF(GHA!$AQ$51:$AQ$90,CB153,GHA!$BK$51:$BK$90),CB153+1,CB153)","v":2},1342,{"$f":"SUMIF(GHA!$AQ$51:$AQ$90,CB154,GHA!$BJ$51:$BJ$90)","v":1265.3626074583512}]
[154,"2009-06-03",3,"Wednesday",1029,986,975,970,971,1033,868,943,1068,1111,0,0,374,779,871,863,816,834,1256,1276,982,1127,1200,1163,21495,1235.9166817036632,"s2","d1","s2d1",null,null,null,null,null,null,null,null,null,null,null,null,null,null,null,null,null,null,null,null,null,null,null,null,null,null,null,null,null,null,null,null,null,null,null,null,null,null,null,null,null,null,7,{"$f":"BY131","v":9},153,{"$f":"OFFSET(GHA!$D$1,IF($CA$1,BX155,366-BX155),BY155)","v":1109},{"$f":"IF(BZ155=SUMIF(GHA!$AQ$51:$AQ$90,CB154,GHA!$BK$51:$BK$90),CB154+1,CB154)","v":2},1342,{"$f":"SUMIF(GHA!$AQ$51:$AQ$90,CB155,GHA!$BJ$51:$BJ$90)","v":1265.3626074583512}]
[155,"2009-06-04",4,"Thursday",1108,1082,1056,1056,1068,1054,1015,1062,1109,1138,1141,1143,1132,1146,1142,1133,1077,1049,1239,1231,1176,1165,1050,1066,26638,1236.225013533297,"s2","d1","s2d1",null,null,null,null,null,null,null,null,null,null,null,null,null,null,null,null,null,null,null,null,null,null,null,null,null,null,null,null,null,null,null,null,null,null,null,null,null,null,null,null,null,null,7,10,154,{"$f":"OFFSET(GHA!$D$1,IF($CA$1,BX156,366-BX156),BY156)","v":1143},{"$f":"IF(BZ156=SUMIF(GHA!$AQ$51:$AQ$90,CB155,GHA!$BK$51:$BK$90),CB155+1,CB155)","v":2},1341.7,{"$f":"SUMIF(GHA!$AQ$51:$AQ$90,CB156,GHA!$BJ$51:$BJ$90)","v":1265.3626074583512}]
[156,"2009-06-05",5,"Friday",1072,1009,1025,1018,1004,1023,997,1013,1039,1050,1036,1072,1042,1068,1081,1065,1058,1052,1195,1231,1202,1165,1105,1052,25674,1232.1025121799673,"s2","d1","s2d1",null,null,null,null,null,null,null,null,null,null,null,null,null,null,null,null,null,null,null,null,null,null,null,null,null,null,null,null,null,null,null,null,null,null,null,null,null,null,null,null,null,null,7,11,155,{"$f":"OFFSET(GHA!$D$1,IF($CA$1,BX157,366-BX157),BY157)","v":1149},{"$f":"IF(BZ157=SUMIF(GHA!$AQ$51:$AQ$90,CB156,GHA!$BK$51:$BK$90),CB156+1,CB156)","v":2},1341,{"$f":"SUMIF(GHA!$AQ$51:$AQ$90,CB157,GHA!$BJ$51:$BJ$90)","v":1265.3626074583512}]
[157,"2009-06-06",6,"Saturday",1016,991,999,989,956,969,913,920,930,939,952,967,968,984,987,993,994,1000,1201,1223,1219,1197,1112,1092,24511,1228.9922609619705,"s2","d1","s2d1",null,null,null,null,null,null,null,null,null,null,null,null,null,null,null,null,null,null,null,null,null,null,null,null,null,null,null,null,null,null,null,null,null,null,null,null,null,null,null,null,null,null,7,12,156,{"$f":"OFFSET(GHA!$D$1,IF($CA$1,BX158,366-BX158),BY158)","v":1161},{"$f":"IF(BZ158=SUMIF(GHA!$AQ$51:$AQ$90,CB157,GHA!$BK$51:$BK$90),CB157+1,CB157)","v":2},1340,{"$f":"SUMIF(GHA!$AQ$51:$AQ$90,CB158,GHA!$BJ$51:$BJ$90)","v":1265.3626074583512}]
[158,"2009-06-07",7,"Sunday",1040,983,984,964,977,926,933,933,907,876,873,894,954,950,923,973,966,989,1181,1217,1193,1161,1097,1055,23949,1224.1930348657734,"s2","d1","s2d1",null,null,null,null,null,null,null,null,null,null,null,null,null,null,null,null,null,null,null,null,null,null,null,null,null,null,null,null,null,null,null,null,null,null,null,null,null,null,null,null,null,null,7,13,157,{"$f":"OFFSET(GHA!$D$1,IF($CA$1,BX159,366-BX159),BY159)","v":1161},{"$f":"IF(BZ159=SUMIF(GHA!$AQ$51:$AQ$90,CB158,GHA!$BK$51:$BK$90),CB158+1,CB158)","v":2},1340,{"$f":"SUMIF(GHA!$AQ$51:$AQ$90,CB159,GHA!$BJ$51:$BJ$90)","v":1265.3626074583512}]
[159,"2009-06-08",1,"Monday",932,946,945,942,972,1005,978,1015,1113,1135,1154,1123,1106,1135,1159,1162,1144,1167,1267,1298,1294,1257,1168,1142,26559,1228.4737313791961,"s2","d1","s2d1",null,null,null,null,null,null,null,null,null,null,null,null,null,null,null,null,null,null,null,null,null,null,null,null,null,null,null,null,null,null,null,null,null,null,null,null,null,null,null,null,null,null,7,14,158,{"$f":"OFFSET(GHA!$D$1,IF($CA$1,BX160,366-BX160),BY160)","v":1178},{"$f":"IF(BZ160=SUMIF(GHA!$AQ$51:$AQ$90,CB159,GHA!$BK$51:$BK$90),CB159+1,CB159)","v":2},1340,{"$f":"SUMIF(GHA!$AQ$51:$AQ$90,CB160,GHA!$BJ$51:$BJ$90)","v":1265.3626074583512}]
[160,"2009-06-09",2,"Tuesday",1113,1108,1083,1059,1077,1082,1022,1093,1150,1157,1117,1120,1128,1134,1153,1150,1124,1109,1209,1236,1250,1191,1112,1080,27057,1226.5263582412767,"s2","d1","s2d1",null,null,null,null,null,null,null,null,null,null,null,null,null,null,null,null,null,null,null,null,null,null,null,null,null,null,null,null,null,null,null,null,null,null,null,null,null,null,null,null,null,null,7,15,159,{"$f":"OFFSET(GHA!$D$1,IF($CA$1,BX161,366-BX161),BY161)","v":1186},{"$f":"IF(BZ161=SUMIF(GHA!$AQ$51:$AQ$90,CB160,GHA!$BK$51:$BK$90),CB160+1,CB160)","v":2},1340,{"$f":"SUMIF(GHA!$AQ$51:$AQ$90,CB161,GHA!$BJ$51:$BJ$90)","v":1265.3626074583512}]
[161,"2009-06-10",3,"Wednesday",1016,1016,966,994,1025,1035,1009,1092,1116,1161,1130,1102,1074,1100,1121,1127,1108,1075,1209,1231,1257,1181,1175,1080,26400,1224.7737224171492,"s2","d1","s2d1",null,null,null,null,null,null,null,null,null,null,null,null,null,null,null,null,null,null,null,null,null,null,null,null,null,null,null,null,null,null,null,null,null,null,null,null,null,null,null,null,null,null,7,16,160,{"$f":"OFFSET(GHA!$D$1,IF($CA$1,BX162,366-BX162),BY162)","v":1135},{"$f":"IF(BZ162=SUMIF(GHA!$AQ$51:$AQ$90,CB161,GHA!$BK$51:$BK$90),CB161+1,CB161)","v":2},1339.3,{"$f":"SUMIF(GHA!$AQ$51:$AQ$90,CB162,GHA!$BJ$51:$BJ$90)","v":1265.3626074583512}]
[162,"2009-06-11",4,"Thursday",1109,1062,1041,1037,1006,1009,1004,1055,1084,1109,1069,1070,1037,1021,1040,1053,947,1010,1166,1161,1130,1066,1047,970,25303,1218.8963501754342,"s2","d1","s2d1",null,null,null,null,null,null,null,null,null,null,null,null,null,null,null,null,null,null,null,null,null,null,null,null,null,null,null,null,null,null,null,null,null,null,null,null,null,null,null,null,null,null,7,17,161,{"$f":"OFFSET(GHA!$D$1,IF($CA$1,BX163,366-BX163),BY163)","v":1091},{"$f":"IF(BZ163=SUMIF(GHA!$AQ$51:$AQ$90,CB162,GHA!$BK$51:$BK$90),CB162+1,CB162)","v":2},1339,{"$f":"SUMIF(GHA!$AQ$51:$AQ$90,CB163,GHA!$BJ$51:$BJ$90)","v":1265.3626074583512}]
[163,"2009-06-12",5,"Friday",940,951,930,924,942,968,943,981,1047,1049,1077,1072,961,956,1003,1059,1067,1035,1185,1201,1185,1156,1105,1064,24801,1215.5067151578908,"s2","d1","s2d1",null,null,null,null,null,null,null,null,null,null,null,null,null,null,null,null,null,null,null,null,null,null,null,null,null,null,null,null,null,null,null,null,null,null,null,null,null,null,null,null,null,null,7,18,162,{"$f":"OFFSET(GHA!$D$1,IF($CA$1,BX164,366-BX164),BY164)","v":1100},{"$f":"IF(BZ164=SUMIF(GHA!$AQ$51:$AQ$90,CB163,GHA!$BK$51:$BK$90),CB163+1,CB163)","v":2},1339,{"$f":"SUMIF(GHA!$AQ$51:$AQ$90,CB164,GHA!$BJ$51:$BJ$90)","v":1265.3626074583512}]
[164,"2009-06-13",6,"Saturday",1031,1016,1007,969,989,957,916,925,938,920,937,931,925,943,952,941,946,991,1129,1122,1111,1101,1087,1038,23822,1206.8560436421019,"s2","d1","s2d1",null,null,null,null,null,null,null,null,null,null,null,null,null,null,null,null,null,null,null,null,null,null,null,null,null,null,null,null,null,null,null,null,null,null,null,null,null,null,null,null,null,null,7,19,163,{"$f":"OFFSET(GHA!$D$1,IF($CA$1,BX165,366-BX165),BY165)","v":1258},{"$f":"IF(BZ165=SUMIF(GHA!$AQ$51:$AQ$90,CB164,GHA!$BK$51:$BK$90),CB164+1,CB164)","v":2},1339,{"$f":"SUMIF(GHA!$AQ$51:$AQ$90,CB165,GHA!$BJ$51:$BJ$90)","v":1265.3626074583512}]
[165,"2009-06-14",7,"Sunday",951,899,740,623,832,857,861,787,878,864,784,859,781,837,710,863,885,932,1184,1150,1157,1118,1089,1009,21650,1204.5704392778919,"s2","d1","s2d1",null,null,null,null,null,null,null,null,null,null,null,null,null,null,null,null,null,null,null,null,null,null,null,null,null,null,null,null,null,null,null,null,null,null,null,null,null,null,null,null,null,null,7,20,164,{"$f":"OFFSET(GHA!$D$1,IF($CA$1,BX166,366-BX166),BY166)","v":1283},{"$f":"IF(BZ166=SUMIF(GHA!$AQ$51:$AQ$90,CB165,GHA!$BK$51:$BK$90),CB165+1,CB165)","v":2},1339,{"$f":"SUMIF(GHA!$AQ$51:$AQ$90,CB166,GHA!$BJ$51:$BJ$90)","v":1265.3626074583512}]
[166,"2009-06-15",1,"Monday",960,960,939,946,947,1004,948,961,1056,1079,1074,1070,1074,1085,1116,1153,1096,1071,1224,1248,1243,1170,1088,1016,25528,1206.5133953501029,"s2","d1","s2d1",null,null,null,null,null,null,null,null,null,null,null,null,null,null,null,null,null,null,null,null,null,null,null,null,null,null,null,null,null,null,null,null,null,null,null,null,null,null,null,null,null,null,7,21,165,{"$f":"OFFSET(GHA!$D$1,IF($CA$1,BX167,366-BX167),BY167)","v":1262},{"$f":"IF(BZ167=SUMIF(GHA!$AQ$51:$AQ$90,CB166,GHA!$BK$51:$BK$90),CB166+1,CB166)","v":2},1339,{"$f":"SUMIF(GHA!$AQ$51:$AQ$90,CB167,GHA!$BJ$51:$BJ$90)","v":1265.3626074583512}]
[167,"2009-06-16",2,"Tuesday",988,955,921,903,901,939,943,950,1013,1007,1009,967,942,977,996,920,987,972,1206,1207,1194,1119,1085,1034,24135,1206.4620558150925,"s2","d1","s2d1",null,null,null,null,null,null,null,null,null,null,null,null,null,null,null,null,null,null,null,null,null,null,null,null,null,null,null,null,null,null,null,null,null,null,null,null,null,null,null,null,null,null,7,22,166,{"$f":"OFFSET(GHA!$D$1,IF($CA$1,BX168,366-BX168),BY168)","v":1205},{"$f":"IF(BZ168=SUMIF(GHA!$AQ$51:$AQ$90,CB167,GHA!$BK$51:$BK$90),CB167+1,CB167)","v":2},1338.3,{"$f":"SUMIF(GHA!$AQ$51:$AQ$90,CB168,GHA!$BJ$51:$BJ$90)","v":1265.3626074583512}]
[168,"2009-06-17",3,"Wednesday",971,952,955,951,985,1027,965,973,1015,1025,1032,1049,1009,1032,1068,1100,1097,1062,1207,1243,1187,1190,1131,1038,25264,1206.5158502335833,"s2","d1","s2d1",null,null,null,null,null,null,null,null,null,null,null,null,null,null,null,null,null,null,null,null,null,null,null,null,null,null,null,null,null,null,null,null,null,null,null,null,null,null,null,null,null,null,7,23,167,{"$f":"OFFSET(GHA!$D$1,IF($CA$1,BX169,366-BX169),BY169)","v":1133},{"$f":"IF(BZ169=SUMIF(GHA!$AQ$51:$AQ$90,CB168,GHA!$BK$51:$BK$90),CB168+1,CB168)","v":2},1338,{"$f":"SUMIF(GHA!$AQ$51:$AQ$90,CB169,GHA!$BJ$51:$BJ$90)","v":1265.3626074583512}]
[169,"2009-06-18",4,"Thursday",1024,983,969,960,993,995,960,985,1062,1083,1088,1086,1069,1063,1115,1118,1112,1094,1292,1285,1271,1249,1194,1074,26124,1215.0642652102249,"s2","d1","s2d1",null,null,null,null,null,null,null,null,null,null,null,null,null,null,null,null,null,null,null,null,null,null,null,null,null,null,null,null,null,null,null,null,null,null,null,null,null,null,null,null,null,null,7,24,168,{"$f":"OFFSET(GHA!$D$1,IF($CA$1,BX170,366-BX170),BY170)","v":1094},{"$f":"IF(BZ170=SUMIF(GHA!$AQ$51:$AQ$90,CB169,GHA!$BK$51:$BK$90),CB169+1,CB169)","v":2},1338,{"$f":"SUMIF(GHA!$AQ$51:$AQ$90,CB170,GHA!$BJ$51:$BJ$90)","v":1265.3626074583512}]
[170,"2009-06-19",5,"Friday",1034,1045,996,979,1009,1040,1020,1048,1109,1148,1141,1160,1083,1117,1096,1124,1094,1106,1254,1285,1236,1142,1065,1013,26344,1218.9578386892026,"s2","d1","s2d1",null,null,null,null,null,null,null,null,null,null,null,null,null,null,null,null,null,null,null,null,null,null,null,null,null,null,null,null,null,null,null,null,null,null,null,null,null,null,null,null,null,null,8,1,169,{"$f":"OFFSET(GHA!$D$1,IF($CA$1,BX171,366-BX171),BY171)","v":1048},{"$f":"IF(BZ171=SUMIF(GHA!$AQ$51:$AQ$90,CB170,GHA!$BK$51:$BK$90),CB170+1,CB170)","v":2},1338,{"$f":"SUMIF(GHA!$AQ$51:$AQ$90,CB171,GHA!$BJ$51:$BJ$90)","v":1265.3626074583512}]
[171,"2009-06-20",6,"Saturday",994,969,953,928,955,963,906,951,955,950,1001,1001,974,998,1009,1025,1030,1032,1225,1180,1205,1185,1106,1050,24545,1219.5620548202824,"s2","d1","s2d1",null,null,null,null,null,null,null,null,null,null,null,null,null,null,null,null,null,null,null,null,null,null,null,null,null,null,null,null,null,null,null,null,null,null,null,null,null,null,null,null,null,null,8,2,170,{"$f":"OFFSET(GHA!$D$1,IF($CA$1,BX172,366-BX172),BY172)","v":1048},{"$f":"IF(BZ172=SUMIF(GHA!$AQ$51:$AQ$90,CB171,GHA!$BK$51:$BK$90),CB171+1,CB171)","v":2},1338,{"$f":"SUMIF(GHA!$AQ$51:$AQ$90,CB172,GHA!$BJ$51:$BJ$90)","v":1265.3626074583512}]
[172,"2009-06-21",7,"Sunday",937,869,848,825,849,849,801,813,783,757,727,789,848,829,877,978,983,1019,1163,1126,1152,1100,1058,974,21954,1213.905849338254,"s2","d1","s2d1",null,null,null,null,null,null,null,null,null,null,null,null,null,null,null,null,null,null,null,null,null,null,null,null,null,null,null,null,null,null,null,null,null,null,null,null,null,null,null,null,null,null,8,3,171,{"$f":"OFFSET(GHA!$D$1,IF($CA$1,BX173,366-BX173),BY173)","v":1022},{"$f":"IF(BZ173=SUMIF(GHA!$AQ$51:$AQ$90,CB172,GHA!$BK$51:$BK$90),CB172+1,CB172)","v":2},1337,{"$f":"SUMIF(GHA!$AQ$51:$AQ$90,CB173,GHA!$BJ$51:$BJ$90)","v":1265.3626074583512}]
[173,"2009-06-22",1,"Monday",933,944,941,918,959,974,988,1041,961,1093,1028,1038,1026,1101,1114,1150,1106,1120,1250,1276,1279,1221,1190,1096,25747,1217.5152644044288,"s2","d1","s2d1",null,null,null,null,null,null,null,null,null,null,null,null,null,null,null,null,null,null,null,null,null,null,null,null,null,null,null,null,null,null,null,null,null,null,null,null,null,null,null,null,null,null,8,4,172,{"$f":"OFFSET(GHA!$D$1,IF($CA$1,BX174,366-BX174),BY174)","v":998},{"$f":"IF(BZ174=SUMIF(GHA!$AQ$51:$AQ$90,CB173,GHA!$BK$51:$BK$90),CB173+1,CB173)","v":2},1337,{"$f":"SUMIF(GHA!$AQ$51:$AQ$90,CB174,GHA!$BJ$51:$BJ$90)","v":1265.3626074583512}]
[174,"2009-06-23",2,"Tuesday",1077,1122,1054,1032,1053,1064,1037,1051,1097,1126,1086,1095,1097,1130,1164,1160,1129,1124,1293,1293,1299,1260,1181,1143,27167,1225.0637379639859,"s2","d1","s2d1",null,null,null,null,null,null,null,null,null,null,null,null,null,null,null,null,null,null,null,null,null,null,null,null,null,null,null,null,null,null,null,null,null,null,null,null,null,null,null,null,null,null,8,5,173,{"$f":"OFFSET(GHA!$D$1,IF($CA$1,BX175,366-BX175),BY175)","v":1012},{"$f":"IF(BZ175=SUMIF(GHA!$AQ$51:$AQ$90,CB174,GHA!$BK$51:$BK$90),CB174+1,CB174)","v":2},1336.7,{"$f":"SUMIF(GHA!$AQ$51:$AQ$90,CB175,GHA!$BJ$51:$BJ$90)","v":1265.3626074583512}]
[175,"2009-06-24",3,"Wednesday",1103,1084,1060,1060,1061,1047,859,916,988,1025,1013,1051,834,958,1030,1053,1047,1074,1193,1247,1229,1202,1128,1067,25329,1221.8573641675873,"s2","d1","s2d1",null,null,null,null,null,null,null,null,null,null,null,null,null,null,null,null,null,null,null,null,null,null,null,null,null,null,null,null,null,null,null,null,null,null,null,null,null,null,null,null,null,null,8,6,174,{"$f":"OFFSET(GHA!$D$1,IF($CA$1,BX176,366-BX176),BY176)","v":1062},{"$f":"IF(BZ176=SUMIF(GHA!$AQ$51:$AQ$90,CB175,GHA!$BK$51:$BK$90),CB175+1,CB175)","v":2},1336,{"$f":"SUMIF(GHA!$AQ$51:$AQ$90,CB176,GHA!$BJ$51:$BJ$90)","v":1265.3626074583512}]
[176,"2009-06-25",4,"Thursday",1038,1018,990,971,1000,1003,733,912,825,932,986,703,924,934,1046,1047,1033,1014,1124,1192,1180,1136,1075,1016,23832,1212.0716277508286,"s2","d1","s2d1",null,null,null,null,null,null,null,null,null,null,null,null,null,null,null,null,null,null,null,null,null,null,null,null,null,null,null,null,null,null,null,null,null,null,null,null,null,null,null,null,null,null,8,7,175,{"$f":"OFFSET(GHA!$D$1,IF($CA$1,BX177,366-BX177),BY177)","v":985},{"$f":"IF(BZ177=SUMIF(GHA!$AQ$51:$AQ$90,CB176,GHA!$BK$51:$BK$90),CB176+1,CB176)","v":2},1335,{"$f":"SUMIF(GHA!$AQ$51:$AQ$90,CB177,GHA!$BJ$51:$BJ$90)","v":1265.3626074583512}]
[177,"2009-06-26",5,"Friday",941,942,912,932,968,981,1038,963,1012,987,995,990,1044,1005,1008,1036,1023,1040,1193,1176,1072,1057,983,940,24238,1210.1644649757457,"s2","d1","s2d1",null,null,null,null,null,null,null,null,null,null,null,null,null,null,null,null,null,null,null,null,null,null,null,null,null,null,null,null,null,null,null,null,null,null,null,null,null,null,null,null,null,null,8,8,176,{"$f":"OFFSET(GHA!$D$1,IF($CA$1,BX178,366-BX178),BY178)","v":1055.5},{"$f":"IF(BZ178=SUMIF(GHA!$AQ$51:$AQ$90,CB177,GHA!$BK$51:$BK$90),CB177+1,CB177)","v":2},1335,{"$f":"SUMIF(GHA!$AQ$51:$AQ$90,CB178,GHA!$BJ$51:$BJ$90)","v":1265.3626074583512}]
[178,"2009-06-27",6,"Saturday",909,860,871,877,885,903,867,878,895,967,980,984,963,934,950,956,954,1009,1226,1218,1210,1163,1090,1014,23563,1211.7480184781709,"s2","d1","s2d1",null,null,null,null,null,null,null,null,null,null,null,null,null,null,null,null,null,null,null,null,null,null,null,null,null,null,null,null,null,null,null,null,null,null,null,null,null,null,null,null,null,null,8,9,177,{"$f":"OFFSET(GHA!$D$1,IF($CA$1,BX179,366-BX179),BY179)","v":1106.5},{"$f":"IF(BZ179=SUMIF(GHA!$AQ$51:$AQ$90,CB178,GHA!$BK$51:$BK$90),CB178+1,CB178)","v":2},1335,{"$f":"SUMIF(GHA!$AQ$51:$AQ$90,CB179,GHA!$BJ$51:$BJ$90)","v":1265.3626074583512}]
[179,"2009-06-28",7,"Sunday",935,922,906,892,906,928,864,925,876,818,808,811,804,826,819,871,883,910,1083,1087,1077,1015,932,882,21780,1198.8732166303539,"s2","d1","s2d1",null,null,null,null,null,null,null,null,null,null,null,null,null,null,null,null,null,null,null,null,null,null,null,null,null,null,null,null,null,null,null,null,null,null,null,null,null,null,null,null,null,null,8,10,178,{"$f":"OFFSET(GHA!$D$1,IF($CA$1,BX180,366-BX180),BY180)","v":1115.5},{"$f":"IF(BZ180=SUMIF(GHA!$AQ$51:$AQ$90,CB179,GHA!$BK$51:$BK$90),CB179+1,CB179)","v":2},1334.3,{"$f":"SUMIF(GHA!$AQ$51:$AQ$90,CB180,GHA!$BJ$51:$BJ$90)","v":1265.3626074583512}]
[180,"2009-06-29",1,"Monday",831,822,816,823,874,968,939,930,975,975,1008,1012,997,1019,1029,1038,1013,1056,1130.7,1141.5,1143,1058,1061,1002,23661.200000000001,1192.0558949673184,"s2","d1","s2d1",null,null,null,null,null,null,null,null,null,null,null,null,null,null,null,null,null,null,null,null,null,null,null,null,null,null,null,null,null,null,null,null,null,null,null,null,null,null,null,null,null,null,8,11,179,{"$f":"OFFSET(GHA!$D$1,IF($CA$1,BX181,366-BX181),BY181)","v":1153.5},{"$f":"IF(BZ181=SUMIF(GHA!$AQ$51:$AQ$90,CB180,GHA!$BK$51:$BK$90),CB180+1,CB180)","v":2},1334,{"$f":"SUMIF(GHA!$AQ$51:$AQ$90,CB181,GHA!$BJ$51:$BJ$90)","v":1265.3626074583512}]
[181,"2009-06-30",2,"Tuesday",955,957,925,936,971,1015,995,978,985,1002,950,972,980,989,1022,986,978,958,1068,1050,1074,1058,990,949,23743,1179.6503054705865,"s2","d1","s2d1",null,null,null,null,null,null,null,null,null,null,null,null,null,null,null,null,null,null,null,null,null,null,null,null,null,null,null,null,null,null,null,null,null,null,null,null,null,null,null,null,null,null,8,12,180,{"$f":"OFFSET(GHA!$D$1,IF($CA$1,BX182,366-BX182),BY182)","v":1159.5},{"$f":"IF(BZ182=SUMIF(GHA!$AQ$51:$AQ$90,CB181,GHA!$BK$51:$BK$90),CB181+1,CB181)","v":2},1334,{"$f":"SUMIF(GHA!$AQ$51:$AQ$90,CB182,GHA!$BJ$51:$BJ$90)","v":1265.3626074583512}]
[182,"2009-07-01",3,"Wednesday",907,909,900,892,907,894,856,900,915,884,894,937,918,946,942,951,925,918,1121,1176,1133,1095,1046,962,22928,1173.7852749235278,"s2","d1","s2d1",null,null,null,null,null,null,null,null,null,null,null,null,null,null,null,null,null,null,null,null,null,null,null,null,null,null,null,null,null,null,null,null,null,null,null,null,null,null,null,null,null,null,8,13,181,{"$f":"OFFSET(GHA!$D$1,IF($CA$1,BX183,366-BX183),BY183)","v":1151.5},{"$f":"IF(BZ183=SUMIF(GHA!$AQ$51:$AQ$90,CB182,GHA!$BK$51:$BK$90),CB182+1,CB182)","v":2},1333.9,{"$f":"SUMIF(GHA!$AQ$51:$AQ$90,CB183,GHA!$BJ$51:$BJ$90)","v":1265.3626074583512}]
[183,"2009-07-02",4,"Thursday",954,923,921,900,951,890,976,990,1063,1071,1077,1050,1055,1068,1093,1095,1096,1047,1171,1209,1201,1163,1119,1076,25159,1173.506747431175,"s2","d1","s2d1",null,null,null,null,null,null,null,null,null,null,null,null,null,null,null,null,null,null,null,null,null,null,null,null,null,null,null,null,null,null,null,null,null,null,null,null,null,null,null,null,null,null,8,14,182,{"$f":"OFFSET(GHA!$D$1,IF($CA$1,BX184,366-BX184),BY184)","v":1146.5},{"$f":"IF(BZ184=SUMIF(GHA!$AQ$51:$AQ$90,CB183,GHA!$BK$51:$BK$90),CB183+1,CB183)","v":2},1333.4,{"$f":"SUMIF(GHA!$AQ$51:$AQ$90,CB184,GHA!$BJ$51:$BJ$90)","v":1265.3626074583512}]
[184,"2009-07-03",5,"Friday",1019,1004,989,965,1001,1039,990,1015,1052,1052,1076,1094,1041,1091,1087,1088,1054,1053,1155,1192,1221,1219,1201,1112,25810,1171.6560726880575,"s2","d1","s2d1",null,null,null,null,null,null,null,null,null,null,null,null,null,null,null,null,null,null,null,null,null,null,null,null,null,null,null,null,null,null,null,null,null,null,null,null,null,null,null,null,null,null,8,15,183,{"$f":"OFFSET(GHA!$D$1,IF($CA$1,BX185,366-BX185),BY185)","v":1159.5},{"$f":"IF(BZ185=SUMIF(GHA!$AQ$51:$AQ$90,CB184,GHA!$BK$51:$BK$90),CB184+1,CB184)","v":2},1333,{"$f":"SUMIF(GHA!$AQ$51:$AQ$90,CB185,GHA!$BJ$51:$BJ$90)","v":1265.3626074583512}]
[185,"2009-07-04",6,"Saturday",970,1004,969,960,972,932,876,906,940,937,956,984,970,975,968,969,974,1005,1160,1141,1155,1097,1097,1009,23926,1170.4904654192519,"s2","d1","s2d1",null,null,null,null,null,null,null,null,null,null,null,null,null,null,null,null,null,null,null,null,null,null,null,null,null,null,null,null,null,null,null,null,null,null,null,null,null,null,null,null,null,null,8,16,184,{"$f":"OFFSET(GHA!$D$1,IF($CA$1,BX186,366-BX186),BY186)","v":1154},{"$f":"IF(BZ186=SUMIF(GHA!$AQ$51:$AQ$90,CB185,GHA!$BK$51:$BK$90),CB185+1,CB185)","v":2},1333,{"$f":"SUMIF(GHA!$AQ$51:$AQ$90,CB186,GHA!$BJ$51:$BJ$90)","v":1265.3626074583512}]
[186,"2009-07-05",7,"Sunday",979,942,920,932,943,956,835,934,911,857,847,864,870,882,881,914,914,935,1118,1192,1191,1153,919,994,22883,1165.2414188773266,"s2","d1","s2d1",null,null,null,null,null,null,null,null,null,null,null,null,null,null,null,null,null,null,null,null,null,null,null,null,null,null,null,null,null,null,null,null,null,null,null,null,null,null,null,null,null,null,8,17,185,{"$f":"OFFSET(GHA!$D$1,IF($CA$1,BX187,366-BX187),BY187)","v":1125},{"$f":"IF(BZ187=SUMIF(GHA!$AQ$51:$AQ$90,CB186,GHA!$BK$51:$BK$90),CB186+1,CB186)","v":2},1333,{"$f":"SUMIF(GHA!$AQ$51:$AQ$90,CB187,GHA!$BJ$51:$BJ$90)","v":1265.3626074583512}]
[187,"2009-07-06",1,"Monday",934,903,890,889,930,985,963,976,1052,1076,1078,1054,1029,1064,1076,1093,1083,1072,1213,1229,1191,1152,1051,1026,25009,1170.0172769895939,"s2","d1","s2d1",null,null,null,null,null,null,null,null,null,null,null,null,null,null,null,null,null,null,null,null,null,null,null,null,null,null,null,null,null,null,null,null,null,null,null,null,null,null,null,null,null,null,8,18,186,{"$f":"OFFSET(GHA!$D$1,IF($CA$1,BX188,366-BX188),BY188)","v":1133},{"$f":"IF(BZ188=SUMIF(GHA!$AQ$51:$AQ$90,CB187,GHA!$BK$51:$BK$90),CB187+1,CB187)","v":2},1332.7,{"$f":"SUMIF(GHA!$AQ$51:$AQ$90,CB188,GHA!$BJ$51:$BJ$90)","v":1265.3626074583512}]
[188,"2009-07-07",2,"Tuesday",977,956,954,918,951,1007,986,1004,1027,1055,1078,1089,1021,1136,1122,1136,1114,1047,1253,1282,1259,1209,1070,1054,25705,1178.3155492906346,"s2","d1","s2d1",null,null,null,null,null,null,null,null,null,null,null,null,null,null,null,null,null,null,null,null,null,null,null,null,null,null,null,null,null,null,null,null,null,null,null,null,null,null,null,null,null,null,8,19,187,{"$f":"OFFSET(GHA!$D$1,IF($CA$1,BX189,366-BX189),BY189)","v":1305},{"$f":"IF(BZ189=SUMIF(GHA!$AQ$51:$AQ$90,CB188,GHA!$BK$51:$BK$90),CB188+1,CB188)","v":2},1332,{"$f":"SUMIF(GHA!$AQ$51:$AQ$90,CB189,GHA!$BJ$51:$BJ$90)","v":1265.3626074583512}]
[189,"2009-07-08",3,"Wednesday",1029,963,975,963,971,1028,969,974,1003,1018,1019,987,934,961,974,996,984,986,1178,1148,1160,1080,1020,969,24289,1178.2839943615711,"s2","d1","s2d1",null,null,null,null,null,null,null,null,null,null,null,null,null,null,null,null,null,null,null,null,null,null,null,null,null,null,null,null,null,null,null,null,null,null,null,null,null,null,null,null,null,null,8,20,188,{"$f":"OFFSET(GHA!$D$1,IF($CA$1,BX190,366-BX190),BY190)","v":1309},{"$f":"IF(BZ190=SUMIF(GHA!$AQ$51:$AQ$90,CB189,GHA!$BK$51:$BK$90),CB189+1,CB189)","v":2},1332,{"$f":"SUMIF(GHA!$AQ$51:$AQ$90,CB190,GHA!$BJ$51:$BJ$90)","v":1265.3626074583512}]
[190,"2009-07-09",4,"Thursday",908,900,894,906,918,1010,968,967,998,993,1005,1004,965,1049,1019,1019,1033,1014,1173,1123,1144,1081,1052,978,24121,1177.755594925414,"s2","d1","s2d1",null,null,null,null,null,null,null,null,null,null,null,null,null,null,null,null,null,null,null,null,null,null,null,null,null,null,null,null,null,null,null,null,null,null,null,null,null,null,null,null,null,null,8,21,189,{"$f":"OFFSET(GHA!$D$1,IF($CA$1,BX191,366-BX191),BY191)","v":1319},{"$f":"IF(BZ191=SUMIF(GHA!$AQ$51:$AQ$90,CB190,GHA!$BK$51:$BK$90),CB190+1,CB190)","v":2},1332,{"$f":"SUMIF(GHA!$AQ$51:$AQ$90,CB191,GHA!$BJ$51:$BJ$90)","v":1265.3626074583512}]
[191,"2009-07-10",5,"Friday",922,909,917,795,839,981,945,949,984,1005,997,992,973,979,980,991,998,1054,1171,1166,1143,1101,1016,970,23777,1177.0800354328726,"s2","d1","s2d1",null,null,null,null,null,null,null,null,null,null,null,null,null,null,null,null,null,null,null,null,null,null,null,null,null,null,null,null,null,null,null,null,null,null,null,null,null,null,null,null,null,null,8,22,190,{"$f":"OFFSET(GHA!$D$1,IF($CA$1,BX192,366-BX192),BY192)","v":1256},{"$f":"IF(BZ192=SUMIF(GHA!$AQ$51:$AQ$90,CB191,GHA!$BK$51:$BK$90),CB191+1,CB191)","v":2},1332,{"$f":"SUMIF(GHA!$AQ$51:$AQ$90,CB192,GHA!$BJ$51:$BJ$90)","v":1265.3626074583512}]
[192,"2009-07-11",6,"Saturday",900,889,876,881,893,910,884,899,914,929.4,944.5,933,930,920,918,925,918,944,1072,1174,1167,1114,1030,998,22962.9,1166.5720318895853,"s2","d1","s2d1",null,null,null,null,null,null,null,null,null,null,null,null,null,null,null,null,null,null,null,null,null,null,null,null,null,null,null,null,null,null,null,null,null,null,null,null,null,null,null,null,null,null,8,23,191,{"$f":"OFFSET(GHA!$D$1,IF($CA$1,BX193,366-BX193),BY193)","v":1179},{"$f":"IF(BZ193=SUMIF(GHA!$AQ$51:$AQ$90,CB192,GHA!$BK$51:$BK$90),CB192+1,CB192)","v":2},1332,{"$f":"SUMIF(GHA!$AQ$51:$AQ$90,CB193,GHA!$BJ$51:$BJ$90)","v":1265.3626074583512}]
[193,"2009-07-12",7,{"$f":"VLOOKUP(C194,weekdays,2,FALSE)","v":"Sunday"},893,872,851,847,868,877,858,876,867,750,721,748,782,798,840,840,857,878,1109,1146,1134,1100,987,923,{"$f":"SUM(E194:AB194)","v":21422},1160.814828700627,"s2","d1","s2d1",null,null,null,null,null,null,null,null,null,null,null,null,null,null,null,null,null,null,null,null,null,null,null,null,null,null,null,null,null,null,null,null,null,null,null,null,null,null,null,null,null,null,8,24,192,{"$f":"OFFSET(GHA!$D$1,IF($CA$1,BX194,366-BX194),BY194)","v":1088},{"$f":"IF(BZ194=SUMIF(GHA!$AQ$51:$AQ$90,CB193,GHA!$BK$51:$BK$90),CB193+1,CB193)","v":2},1332,{"$f":"SUMIF(GHA!$AQ$51:$AQ$90,CB194,GHA!$BJ$51:$BJ$90)","v":1265.3626074583512}]
[194,"2009-07-13",{"$f":"WEEKDAY(B195,2)","v":1},"Monday",877,866,822,826,890,870,838,961,997,1034,1060,1010,999,1016,1042,1068,1054,1053,1196.3,1222,1214,1162,1087,1006,24170.3,1164.3633458305644,{"$f":"IF(AND(A195>$AJ$6,A195<$AJ$7),\"s2\",IF(A195<=$AJ$6,\"s1\",\"s3\"))","v":"s2"},"d1",{"$f":"AE195&AF195","v":"s2d1"},null,null,null,null,null,null,null,null,null,null,null,null,null,null,null,null,null,null,null,null,null,null,null,null,null,null,null,null,null,null,null,null,null,null,null,null,null,null,null,null,null,null,{"$f":"ROUNDDOWN((BZ195-1)/24,0)+1","v":9},1,193,{"$f":"OFFSET(GHA!$D$1,IF($CA$1,BX195,366-BX195),BY195)","v":1073},{"$f":"IF(BZ195=SUMIF(GHA!$AQ$51:$AQ$90,CB194,GHA!$BK$51:$BK$90),CB194+1,CB194)","v":2},1332,{"$f":"SUMIF(GHA!$AQ$51:$AQ$90,CB195,GHA!$BJ$51:$BJ$90)","v":1265.3626074583512}]
[{"$f":"A195+1","v":195},"2009-07-14",2,"Tuesday",961,939,939,919,968,1002,977,1006,1030,1000,1008,1023,984,997,1043,924,998,1008,1180,1207,1205,1143,1081,1004,24546,1165.9270112475081,"s2","d1","s2d1",null,null,null,null,null,null,null,null,null,null,null,null,null,null,null,null,null,null,null,null,null,null,null,null,null,null,null,null,null,null,null,null,null,null,null,null,null,null,null,null,null,null,9,2,{"$f":"BZ195+1","v":194},{"$f":"OFFSET(GHA!$D$1,IF($CA$1,BX196,366-BX196),BY196)","v":1042},{"$f":"IF(BZ196=SUMIF(GHA!$AQ$51:$AQ$90,CB195,GHA!$BK$51:$BK$90),CB195+1,CB195)","v":2},1331.1,{"$f":"SUMIF(GHA!$AQ$51:$AQ$90,CB196,GHA!$BJ$51:$BJ$90)","v":1265.3626074583512}]
[196,"2009-07-15",3,"Wednesday",931,951,923,910,950,1020,967,986,1026,1057,1019,1005,1009,990,1050,1003,1055,1038,1184,1225,1232,1144,1099,1037,24811,1167.7343101227573,"s2","d1","s2d1",null,null,null,null,null,null,null,null,null,null,null,null,null,null,null,null,null,null,null,null,null,null,null,null,null,null,null,null,null,null,null,null,null,null,null,null,null,null,null,null,null,null,9,3,195,{"$f":"OFFSET(GHA!$D$1,IF($CA$1,BX197,366-BX197),BY197)","v":1000},{"$f":"IF(BZ197=SUMIF(GHA!$AQ$51:$AQ$90,CB196,GHA!$BK$51:$BK$90),CB196+1,CB196)","v":2},1331,{"$f":"SUMIF(GHA!$AQ$51:$AQ$90,CB197,GHA!$BJ$51:$BJ$90)","v":1265.3626074583512}]
[197,"2009-07-16",4,"Thursday",974,978,982,937,975,1059,973,968,1022,1063,1045,1089,1033,1041,1072,1087,1081,1031,1199,1225,1197,1180,1096,1036,25343,1170.8608791104816,"s2","d1","s2d1",null,null,null,null,null,null,null,null,null,null,null,null,null,null,null,null,null,null,null,null,null,null,null,null,null,null,null,null,null,null,null,null,null,null,null,null,null,null,null,null,null,null,9,4,196,{"$f":"OFFSET(GHA!$D$1,IF($CA$1,BX198,366-BX198),BY198)","v":1013},{"$f":"IF(BZ198=SUMIF(GHA!$AQ$51:$AQ$90,CB197,GHA!$BK$51:$BK$90),CB197+1,CB197)","v":2},1331,{"$f":"SUMIF(GHA!$AQ$51:$AQ$90,CB198,GHA!$BJ$51:$BJ$90)","v":1265.3626074583512}]
[198,"2009-07-17",5,"Friday",986,984,969,959,977,1032,1007,1014,1035,1035,1030,1035,1008,984,100.1,1013.8,1019,1051,1195,1214,1190,1161,1073,1017,24088.9,1173.2747911994336,"s2","d1","s2d1",null,null,null,null,null,null,null,null,null,null,null,null,null,null,null,null,null,null,null,null,null,null,null,null,null,null,null,null,null,null,null,null,null,null,null,null,null,null,null,null,null,null,9,5,197,{"$f":"OFFSET(GHA!$D$1,IF($CA$1,BX199,366-BX199),BY199)","v":1041},{"$f":"IF(BZ199=SUMIF(GHA!$AQ$51:$AQ$90,CB198,GHA!$BK$51:$BK$90),CB198+1,CB198)","v":2},1331,{"$f":"SUMIF(GHA!$AQ$51:$AQ$90,CB199,GHA!$BJ$51:$BJ$90)","v":1265.3626074583512}]
[199,"2009-07-18",6,"Saturday",972,988,984,943,930,986,938,948,942,988,921,924,928,935,929,932,929,983,1050,1105,1131.7,1105.3,1055,1008,23555,1160.9473120794903,"s2","d1","s2d1",null,null,null,null,null,null,null,null,null,null,null,null,null,null,null,null,null,null,null,null,null,null,null,null,null,null,null,null,null,null,null,null,null,null,null,null,null,null,null,null,null,null,9,6,198,{"$f":"OFFSET(GHA!$D$1,IF($CA$1,BX200,366-BX200),BY200)","v":1145},{"$f":"IF(BZ200=SUMIF(GHA!$AQ$51:$AQ$90,CB199,GHA!$BK$51:$BK$90),CB199+1,CB199)","v":2},1330,{"$f":"SUMIF(GHA!$AQ$51:$AQ$90,CB200,GHA!$BJ$51:$BJ$90)","v":1265.3626074583512}]
[200,"2009-07-19",7,"Sunday",917,894,899,898,966,909,896,911,892,857,855,843,834,849,857,907,845,899,1145,1207,1200,1187,1063,1011,22741,1159.3525808715412,"s2","d1","s2d1",null,null,null,null,null,null,null,null,null,null,null,null,null,null,null,null,null,null,null,null,null,null,null,null,null,null,null,null,null,null,null,null,null,null,null,null,null,null,null,null,null,null,9,7,199,{"$f":"OFFSET(GHA!$D$1,IF($CA$1,BX201,366-BX201),BY201)","v":1008},{"$f":"IF(BZ201=SUMIF(GHA!$AQ$51:$AQ$90,CB200,GHA!$BK$51:$BK$90),CB200+1,CB200)","v":2},1329.1,{"$f":"SUMIF(GHA!$AQ$51:$AQ$90,CB201,GHA!$BJ$51:$BJ$90)","v":1265.3626074583512}]
[201,"2009-07-20",1,"Monday",932,914,890,1049,954,1019,979,995,1053,1065,1064.2,1092.0999999999999,1070.9000000000001,1079,1085,1099,1053,1095,1249,1310,1281,1232,1100,1035,25695.200000000001,1168.3173227843872,"s2","d1","s2d1",null,null,null,null,null,null,null,null,null,null,null,null,null,null,null,null,null,null,null,null,null,null,null,null,null,null,null,null,null,null,null,null,null,null,null,null,null,null,null,null,null,null,9,8,200,{"$f":"OFFSET(GHA!$D$1,IF($CA$1,BX202,366-BX202),BY202)","v":1048},{"$f":"IF(BZ202=SUMIF(GHA!$AQ$51:$AQ$90,CB201,GHA!$BK$51:$BK$90),CB201+1,CB201)","v":2},1329,{"$f":"SUMIF(GHA!$AQ$51:$AQ$90,CB202,GHA!$BJ$51:$BJ$90)","v":1265.3626074583512}]
[202,"2009-07-21",2,"Tuesday",1072,1021,993,1002,1040,1075,999,1033,1071,1092,1109,1111,1066,1076,1110,1065,1080,1042,1279,1219,1230,1179,1093,1045,26102,1179.3855905059486,"s2","d1","s2d1",null,null,null,null,null,null,null,null,null,null,null,null,null,null,null,null,null,null,null,null,null,null,null,null,null,null,null,null,null,null,null,null,null,null,null,null,null,null,null,null,null,null,9,9,201,{"$f":"OFFSET(GHA!$D$1,IF($CA$1,BX203,366-BX203),BY203)","v":1069},{"$f":"IF(BZ203=SUMIF(GHA!$AQ$51:$AQ$90,CB202,GHA!$BK$51:$BK$90),CB202+1,CB202)","v":2},1328,{"$f":"SUMIF(GHA!$AQ$51:$AQ$90,CB203,GHA!$BJ$51:$BJ$90)","v":1265.3626074583512}]
[203,"2009-07-22",3,"Wednesday",986,968,958,979,1042,1096,1027,1019,1054,1040,1013,1036.9000000000001,1010,1072,1100,995,1034,1030,1245,1277,1165,1203,1117,1050,25516.9,1185.9470314553537,"s2","d1","s2d1",null,null,null,null,null,null,null,null,null,null,null,null,null,null,null,null,null,null,null,null,null,null,null,null,null,null,null,null,null,null,null,null,null,null,null,null,null,null,null,null,null,null,9,10,202,{"$f":"OFFSET(GHA!$D$1,IF($CA$1,BX204,366-BX204),BY204)","v":1054},{"$f":"IF(BZ204=SUMIF(GHA!$AQ$51:$AQ$90,CB203,GHA!$BK$51:$BK$90),CB203+1,CB203)","v":2},1327.7,{"$f":"SUMIF(GHA!$AQ$51:$AQ$90,CB204,GHA!$BJ$51:$BJ$90)","v":1265.3626074583512}]
[204,"2009-07-23",4,"Thursday",997,958,963,962,973,1031,1012,1000,1036,1033,1068,1034,1023,1018,1043,1060,1050,1031,1191,1197.2,1210.9000000000001,1186.9000000000001,1135.9000000000001,1023,25236.900000000005,{"$f":"AD204*(1-$AH$1)+W205*$AH$1","v":1186.4523283098183},"s2","d1","s2d1",null,null,null,null,null,null,null,null,null,null,null,null,null,null,null,null,null,null,null,null,null,null,null,null,null,null,null,null,null,null,null,null,null,null,null,null,null,null,null,null,null,null,9,11,203,{"$f":"OFFSET(GHA!$D$1,IF($CA$1,BX205,366-BX205),BY205)","v":1008},{"$f":"IF(BZ205=SUMIF(GHA!$AQ$51:$AQ$90,CB204,GHA!$BK$51:$BK$90),CB204+1,CB204)","v":2},1327.7,{"$f":"SUMIF(GHA!$AQ$51:$AQ$90,CB205,GHA!$BJ$51:$BJ$90)","v":1265.3626074583512}]
[205,"2009-07-24",5,"Friday",981,980,959,955,961,1020,991,994,1036,1043,1038,1062,1049,1059.4000000000001,1076,1091,1025,1079,1222.4000000000001,1281.2,1276.0999999999999,1233,1132.9000000000001,1070,25615.000000000004,1190.0470954788366,"s2","d1","s2d1",null,null,null,null,null,null,null,null,null,null,null,null,null,null,null,null,null,null,null,null,null,null,null,null,null,null,null,null,null,null,null,null,null,null,null,null,null,null,null,null,null,null,9,12,204,{"$f":"OFFSET(GHA!$D$1,IF($CA$1,BX206,366-BX206),BY206)","v":1101},{"$f":"IF(BZ206=SUMIF(GHA!$AQ$51:$AQ$90,CB205,GHA!$BK$51:$BK$90),CB205+1,CB205)","v":2},1327.4,{"$f":"SUMIF(GHA!$AQ$51:$AQ$90,CB206,GHA!$BJ$51:$BJ$90)","v":1265.3626074583512}]
[206,"2009-07-25",6,"Saturday",970,992,976,973,970,992,939,931,935,958,959,936,929,911,914,887,915,946,1159,1218,1196,1141,1052,1004,23803,1186.9423859309532,"s2","d1","s2d1",null,null,null,null,null,null,null,null,null,null,null,null,null,null,null,null,null,null,null,null,null,null,null,null,null,null,null,null,null,null,null,null,null,null,null,null,null,null,null,null,null,null,9,13,205,{"$f":"OFFSET(GHA!$D$1,IF($CA$1,BX207,366-BX207),BY207)","v":1101},{"$f":"IF(BZ207=SUMIF(GHA!$AQ$51:$AQ$90,CB206,GHA!$BK$51:$BK$90),CB206+1,CB206)","v":2},1327.2,{"$f":"SUMIF(GHA!$AQ$51:$AQ$90,CB207,GHA!$BJ$51:$BJ$90)","v":1265.3626074583512}]
[207,"2009-07-26",7,"Sunday",906,924,907,905,900,934,892,898,883,820,822,821,780,835,866,875,879,921,1199.9000000000001,1164.2,1155.8,1070,974,917,22248.9,1188.238147337858,"s2","d1","s2d1",null,null,null,null,null,null,null,null,null,null,null,null,null,null,null,null,null,null,null,null,null,null,null,null,null,null,null,null,null,null,null,null,null,null,null,null,null,null,null,null,null,null,9,14,206,{"$f":"OFFSET(GHA!$D$1,IF($CA$1,BX208,366-BX208),BY208)","v":1097},{"$f":"IF(BZ208=SUMIF(GHA!$AQ$51:$AQ$90,CB207,GHA!$BK$51:$BK$90),CB207+1,CB207)","v":2},1327,{"$f":"SUMIF(GHA!$AQ$51:$AQ$90,CB208,GHA!$BJ$51:$BJ$90)","v":1265.3626074583512}]
[208,"2009-07-27",1,"Monday",870,882,878,860,892,976,966,983,999,1026,1011.5,999,991,982,987,1016,943,982,1172,1238,1194,1211,1041,972,24071.5,1186.6143326040722,"s2","d1","s2d1",null,null,null,null,null,null,null,null,null,null,null,null,null,null,null,null,null,null,null,null,null,null,null,null,null,null,null,null,null,null,null,null,null,null,null,null,null,null,null,null,null,null,9,15,207,{"$f":"OFFSET(GHA!$D$1,IF($CA$1,BX209,366-BX209),BY209)","v":1100},{"$f":"IF(BZ209=SUMIF(GHA!$AQ$51:$AQ$90,CB208,GHA!$BK$51:$BK$90),CB208+1,CB208)","v":2},1327,{"$f":"SUMIF(GHA!$AQ$51:$AQ$90,CB209,GHA!$BJ$51:$BJ$90)","v":1265.3626074583512}]
[209,"2009-07-28",2,"Tuesday",924,925,894,910,984,1013,992,990,1008,1032,1020,997,1002,1002,987,977,996,986,1178.5999999999999,1225.4000000000001,1207.3,1141,1064,980,24435.3,1185.8128993436649,"s2","d1","s2d1",null,null,null,null,null,null,null,null,null,null,null,null,null,null,null,null,null,null,null,null,null,null,null,null,null,null,null,null,null,null,null,null,null,null,null,null,null,null,null,null,null,null,9,16,208,{"$f":"OFFSET(GHA!$D$1,IF($CA$1,BX210,366-BX210),BY210)","v":1110},{"$f":"IF(BZ210=SUMIF(GHA!$AQ$51:$AQ$90,CB209,GHA!$BK$51:$BK$90),CB209+1,CB209)","v":2},1327,{"$f":"SUMIF(GHA!$AQ$51:$AQ$90,CB210,GHA!$BJ$51:$BJ$90)","v":1265.3626074583512}]
[210,"2009-07-29",3,"Wednesday",932,905,898,905,982,990,958,921,947,941,954,956,948,944,949,974,991,858,1177,1205,1172,1123,1030,1021,23681,1184.9316094092985,"s2","d1","s2d1",null,null,null,null,null,null,null,null,null,null,null,null,null,null,null,null,null,null,null,null,null,null,null,null,null,null,null,null,null,null,null,null,null,null,null,null,null,null,null,null,null,null,9,17,209,{"$f":"OFFSET(GHA!$D$1,IF($CA$1,BX211,366-BX211),BY211)","v":1099},{"$f":"IF(BZ211=SUMIF(GHA!$AQ$51:$AQ$90,CB210,GHA!$BK$51:$BK$90),CB210+1,CB210)","v":2},1326.4,{"$f":"SUMIF(GHA!$AQ$51:$AQ$90,CB211,GHA!$BJ$51:$BJ$90)","v":1265.3626074583512}]
[211,"2009-07-30",4,"Thursday",971,950,954,962,978,1048,1021,1065,1075,1079,1082,1011,1030,1013,1047,1057,1076,1048,1199,1216,1202,1120,1085,1022,25311,1186.3384484683688,"s2","d1","s2d1",null,null,null,null,null,null,null,null,null,null,null,null,null,null,null,null,null,null,null,null,null,null,null,null,null,null,null,null,null,null,null,null,null,null,null,null,null,null,null,null,null,null,9,18,210,{"$f":"OFFSET(GHA!$D$1,IF($CA$1,BX212,366-BX212),BY212)","v":1111},{"$f":"IF(BZ212=SUMIF(GHA!$AQ$51:$AQ$90,CB211,GHA!$BK$51:$BK$90),CB211+1,CB211)","v":2},1326,{"$f":"SUMIF(GHA!$AQ$51:$AQ$90,CB212,GHA!$BJ$51:$BJ$90)","v":1265.3626074583512}]
[212,"2009-07-31",5,"Friday",974,941,933,898,938,987,972,952,1002,1003,973,976,937,930,954,960,956,975,1135,1159,1153,1106,980,943,23737,1181.204603621532,"s2","d1","s2d1",null,null,null,null,null,null,null,null,null,null,null,null,null,null,null,null,null,null,null,null,null,null,null,null,null,null,null,null,null,null,null,null,null,null,null,null,null,null,null,null,null,null,9,19,211,{"$f":"OFFSET(GHA!$D$1,IF($CA$1,BX213,366-BX213),BY213)","v":1265},{"$f":"IF(BZ213=SUMIF(GHA!$AQ$51:$AQ$90,CB212,GHA!$BK$51:$BK$90),CB212+1,CB212)","v":2},1326,{"$f":"SUMIF(GHA!$AQ$51:$AQ$90,CB213,GHA!$BJ$51:$BJ$90)","v":1265.3626074583512}]
[213,"2009-08-01",6,"Saturday",902,888,887,891,900,911,855,892,888,902,871,886,868,867,883,871,881,922,1157.9000000000001,1175.5,1153.4000000000001,1088,1038,966,22543.800000000003,1178.8741432593788,"s2","d1","s2d1",null,null,null,null,null,null,null,null,null,null,null,null,null,null,null,null,null,null,null,null,null,null,null,null,null,null,null,null,null,null,null,null,null,null,null,null,null,null,null,null,null,null,9,20,212,{"$f":"OFFSET(GHA!$D$1,IF($CA$1,BX214,366-BX214),BY214)","v":1279},{"$f":"IF(BZ214=SUMIF(GHA!$AQ$51:$AQ$90,CB213,GHA!$BK$51:$BK$90),CB213+1,CB213)","v":2},1325.3,{"$f":"SUMIF(GHA!$AQ$51:$AQ$90,CB214,GHA!$BJ$51:$BJ$90)","v":1265.3626074583512}]
[214,"2009-08-02",7,"Sunday",889,874,857,852,855,896,849,879,845,838,820,818,835,832,845,852,846,884,1096,1124,1132,1070,990,885,21663,1170.5867289334408,"s2","d1","s2d1",null,null,null,null,null,null,null,null,null,null,null,null,null,null,null,null,null,null,null,null,null,null,null,null,null,null,null,null,null,null,null,null,null,null,null,null,null,null,null,null,null,null,9,21,213,{"$f":"OFFSET(GHA!$D$1,IF($CA$1,BX215,366-BX215),BY215)","v":1291},{"$f":"IF(BZ215=SUMIF(GHA!$AQ$51:$AQ$90,CB214,GHA!$BK$51:$BK$90),CB214+1,CB214)","v":2},1325,{"$f":"SUMIF(GHA!$AQ$51:$AQ$90,CB215,GHA!$BJ$51:$BJ$90)","v":1265.3626074583512}]
[215,"2009-08-03",1,"Monday",895,873,841,813,869,952,945,959,988,996,1031,1021,1005,1021,1035,1033,1018,1039,1224,1243,1225,1165,1066,1013,24270,1175.9280560400969,"s2","d1","s2d1",null,null,null,null,null,null,null,null,null,null,null,null,null,null,null,null,null,null,null,null,null,null,null,null,null,null,null,null,null,null,null,null,null,null,null,null,null,null,null,null,null,null,9,22,214,{"$f":"OFFSET(GHA!$D$1,IF($CA$1,BX216,366-BX216),BY216)","v":1223},{"$f":"IF(BZ216=SUMIF(GHA!$AQ$51:$AQ$90,CB215,GHA!$BK$51:$BK$90),CB215+1,CB215)","v":2},1324.9,{"$f":"SUMIF(GHA!$AQ$51:$AQ$90,CB216,GHA!$BJ$51:$BJ$90)","v":1265.3626074583512}]
[216,"2009-08-04",2,"Tuesday",941,912,898,913,953,994,981,973,989,926,993,958,977,991,985,1003,972,930,1224,1185,1171,1108,992,924,23893,1180.7352504360872,"s2","d1","s2d1",null,null,null,null,null,null,null,null,null,null,null,null,null,null,null,null,null,null,null,null,null,null,null,null,null,null,null,null,null,null,null,null,null,null,null,null,null,null,null,null,null,null,9,23,215,{"$f":"OFFSET(GHA!$D$1,IF($CA$1,BX217,366-BX217),BY217)","v":1166},{"$f":"IF(BZ217=SUMIF(GHA!$AQ$51:$AQ$90,CB216,GHA!$BK$51:$BK$90),CB216+1,CB216)","v":2},1324.6,{"$f":"SUMIF(GHA!$AQ$51:$AQ$90,CB217,GHA!$BJ$51:$BJ$90)","v":1265.3626074583512}]
[217,"2009-08-05",3,"Wednesday",898,884,869,895,919,948,930,996,981,997,996,943,864,937,952,963,970,993,1175.9000000000001,1197,1172,1168,1021,946,23614.9,1180.2517253924784,"s2","d1","s2d1",null,null,null,null,null,null,null,null,null,null,null,null,null,null,null,null,null,null,null,null,null,null,null,null,null,null,null,null,null,null,null,null,null,null,null,null,null,null,null,null,null,null,9,24,216,{"$f":"OFFSET(GHA!$D$1,IF($CA$1,BX218,366-BX218),BY218)","v":1085},{"$f":"IF(BZ218=SUMIF(GHA!$AQ$51:$AQ$90,CB217,GHA!$BK$51:$BK$90),CB217+1,CB217)","v":2},1324.5,{"$f":"SUMIF(GHA!$AQ$51:$AQ$90,CB218,GHA!$BJ$51:$BJ$90)","v":1265.3626074583512}]
[218,"2009-08-06",4,"Thursday",906,847,896,845,908,964,978,1005,1041,1028,1012,965,967,962,969,997,979,1031,1175,1221,1195,1120,1036,971,24018,1179.7265528532307,"s2","d1","s2d1",null,null,null,null,null,null,null,null,null,null,null,null,null,null,null,null,null,null,null,null,null,null,null,null,null,null,null,null,null,null,null,null,null,null,null,null,null,null,null,null,null,null,10,{"$f":"BY195","v":1},217,{"$f":"OFFSET(GHA!$D$1,IF($CA$1,BX219,366-BX219),BY219)","v":1053},{"$f":"IF(BZ219=SUMIF(GHA!$AQ$51:$AQ$90,CB218,GHA!$BK$51:$BK$90),CB218+1,CB218)","v":2},1324.4,{"$f":"SUMIF(GHA!$AQ$51:$AQ$90,CB219,GHA!$BJ$51:$BJ$90)","v":1265.3626074583512}]
[219,"2009-08-07",5,"Friday",936,924,915,925,944,986,961,979,1014,1020,1018,982,976,997,1025,1035,1020,1000,1191,1232,1233,1135,1061,998,24507,1180.8538975679076,"s2","d1","s2d1",null,null,null,null,null,null,null,null,null,null,null,null,null,null,null,null,null,null,null,null,null,null,null,null,null,null,null,null,null,null,null,null,null,null,null,null,null,null,null,null,null,null,10,2,218,{"$f":"OFFSET(GHA!$D$1,IF($CA$1,BX220,366-BX220),BY220)","v":1025},{"$f":"IF(BZ220=SUMIF(GHA!$AQ$51:$AQ$90,CB219,GHA!$BK$51:$BK$90),CB219+1,CB219)","v":2},1324,{"$f":"SUMIF(GHA!$AQ$51:$AQ$90,CB220,GHA!$BJ$51:$BJ$90)","v":1265.3626074583512}]
[220,"2009-08-08",6,"Saturday",938,941,912,923,932,953,913,921,931,927,909,955,850,894,900,906,913,945,1152.3,1216,1208,1145,1055,989,23328.3,1177.998507811117,"s2","d1","s2d1",null,null,null,null,null,null,null,null,null,null,null,null,null,null,null,null,null,null,null,null,null,null,null,null,null,null,null,null,null,null,null,null,null,null,null,null,null,null,null,null,null,null,10,3,219,{"$f":"OFFSET(GHA!$D$1,IF($CA$1,BX221,366-BX221),BY221)","v":1000},{"$f":"IF(BZ221=SUMIF(GHA!$AQ$51:$AQ$90,CB220,GHA!$BK$51:$BK$90),CB220+1,CB220)","v":2},1324,{"$f":"SUMIF(GHA!$AQ$51:$AQ$90,CB221,GHA!$BJ$51:$BJ$90)","v":1265.3626074583512}]
[221,"2009-08-09",7,"Sunday",917,892,898,896,890,914,892,910,901,859,844,863,835,857,862,860,849,885,1120,1157,1141,1070,977,904,22193,1172.1986570300053,"s2","d1","s2d1",null,null,null,null,null,null,null,null,null,null,null,null,null,null,null,null,null,null,null,null,null,null,null,null,null,null,null,null,null,null,null,null,null,null,null,null,null,null,null,null,null,null,10,4,220,{"$f":"OFFSET(GHA!$D$1,IF($CA$1,BX222,366-BX222),BY222)","v":990},{"$f":"IF(BZ222=SUMIF(GHA!$AQ$51:$AQ$90,CB221,GHA!$BK$51:$BK$90),CB221+1,CB221)","v":2},1324,{"$f":"SUMIF(GHA!$AQ$51:$AQ$90,CB222,GHA!$BJ$51:$BJ$90)","v":1265.3626074583512}]
[222,"2009-08-10",1,"Monday",897,883,874,863,875,926,929,974,1018,1043,1055,1041,1039,1060,1075,1083,1040,1046,1240.2,1264.7,1244.3,1167,1042,973,24652.2,1178.9987913270047,"s2","d1","s2d1",null,null,null,null,null,null,null,null,null,null,null,null,null,null,null,null,null,null,null,null,null,null,null,null,null,null,null,null,null,null,null,null,null,null,null,null,null,null,null,null,null,null,10,5,221,{"$f":"OFFSET(GHA!$D$1,IF($CA$1,BX223,366-BX223),BY223)","v":1003},{"$f":"IF(BZ223=SUMIF(GHA!$AQ$51:$AQ$90,CB222,GHA!$BK$51:$BK$90),CB222+1,CB222)","v":2},1324,{"$f":"SUMIF(GHA!$AQ$51:$AQ$90,CB223,GHA!$BJ$51:$BJ$90)","v":1265.3626074583512}]
[223,"2009-08-11",2,"Tuesday",962,945,928,916,951,991,984,1004,1047,1014,1014,1000,985,1003,993,1022,1054,1078,1232.5999999999999,1243.2,1227.2,1152,1042,987,24775,1184.3589121943044,"s2","d1","s2d1",null,null,null,null,null,null,null,null,null,null,null,null,null,null,null,null,null,null,null,null,null,null,null,null,null,null,null,null,null,null,null,null,null,null,null,null,null,null,null,null,null,null,10,6,222,{"$f":"OFFSET(GHA!$D$1,IF($CA$1,BX224,366-BX224),BY224)","v":1039},{"$f":"IF(BZ224=SUMIF(GHA!$AQ$51:$AQ$90,CB223,GHA!$BK$51:$BK$90),CB223+1,CB223)","v":2},1324,{"$f":"SUMIF(GHA!$AQ$51:$AQ$90,CB224,GHA!$BJ$51:$BJ$90)","v":1265.3626074583512}]
[224,"2009-08-12",3,"Wednesday",950,930,912,929,958,988,978,1024,1057,983,1049,1032,1032,1017,1026,1021,1007,1075,1232.8,1269.5,1243.8,1177,1051,1012,24954.1,1189.2030209748739,"s2","d1","s2d1",null,null,null,null,null,null,null,null,null,null,null,null,null,null,null,null,null,null,null,null,null,null,null,null,null,null,null,null,null,null,null,null,null,null,null,null,null,null,null,null,null,null,10,7,223,{"$f":"OFFSET(GHA!$D$1,IF($CA$1,BX225,366-BX225),BY225)","v":947},{"$f":"IF(BZ225=SUMIF(GHA!$AQ$51:$AQ$90,CB224,GHA!$BK$51:$BK$90),CB224+1,CB224)","v":2},1324,{"$f":"SUMIF(GHA!$AQ$51:$AQ$90,CB225,GHA!$BJ$51:$BJ$90)","v":1265.3626074583512}]
[225,"2009-08-13",4,"Thursday",963,974,941,963,967,1011,1009,1033,1046,1042,1031,1021,993,1010,1015,1024,1037,1022,1230,1246,1215,1174,1078,997,25042,1193.2827188773865,"s2","d1","s2d1",null,null,null,null,null,null,null,null,null,null,null,null,null,null,null,null,null,null,null,null,null,null,null,null,null,null,null,null,null,null,null,null,null,null,null,null,null,null,null,null,null,null,10,8,224,{"$f":"OFFSET(GHA!$D$1,IF($CA$1,BX226,366-BX226),BY226)","v":923},{"$f":"IF(BZ226=SUMIF(GHA!$AQ$51:$AQ$90,CB225,GHA!$BK$51:$BK$90),CB225+1,CB225)","v":2},1323.9,{"$f":"SUMIF(GHA!$AQ$51:$AQ$90,CB226,GHA!$BJ$51:$BJ$90)","v":1265.3626074583512}]
[226,"2009-08-14",5,"Friday",960,799,918,927,955,994,993,1032,1024,1043,1050,1067,1077,1110,1134,1094,1073,1072,1240.7,1279.5999999999999,1223.0999999999999,1203,1094,1034,25396.399999999998,1198.0244469896479,"s2","d1","s2d1",null,null,null,null,null,null,null,null,null,null,null,null,null,null,null,null,null,null,null,null,null,null,null,null,null,null,null,null,null,null,null,null,null,null,null,null,null,null,null,null,null,null,10,9,225,{"$f":"OFFSET(GHA!$D$1,IF($CA$1,BX227,366-BX227),BY227)","v":941},{"$f":"IF(BZ227=SUMIF(GHA!$AQ$51:$AQ$90,CB226,GHA!$BK$51:$BK$90),CB226+1,CB226)","v":2},1323,{"$f":"SUMIF(GHA!$AQ$51:$AQ$90,CB227,GHA!$BJ$51:$BJ$90)","v":1265.3626074583512}]
[227,"2009-08-15",6,"Saturday",988,984,977,973,973,979,930,949,938,933,932,924,913,940,921,926,949,955,1184,1232,1227,1180,1104,1043,24054,1196.6220022906832,"s2","d1","s2d1",null,null,null,null,null,null,null,null,null,null,null,null,null,null,null,null,null,null,null,null,null,null,null,null,null,null,null,null,null,null,null,null,null,null,null,null,null,null,null,null,null,null,10,10,226,{"$f":"OFFSET(GHA!$D$1,IF($CA$1,BX228,366-BX228),BY228)","v":949},{"$f":"IF(BZ228=SUMIF(GHA!$AQ$51:$AQ$90,CB227,GHA!$BK$51:$BK$90),CB227+1,CB227)","v":2},1323,{"$f":"SUMIF(GHA!$AQ$51:$AQ$90,CB228,GHA!$BJ$51:$BJ$90)","v":1265.3626074583512}]
[228,"2009-08-16",7,"Sunday",969,943,927,923,938,1010,915,927,897,846,830,854,848,880,888,873,875,928,1171,1207,1186,1105,1037,944,22921,1194.0598020616148,"s2","d1","s2d1",null,null,null,null,null,null,null,null,null,null,null,null,null,null,null,null,null,null,null,null,null,null,null,null,null,null,null,null,null,null,null,null,null,null,null,null,null,null,null,null,null,null,10,11,227,{"$f":"OFFSET(GHA!$D$1,IF($CA$1,BX229,366-BX229),BY229)","v":973},{"$f":"IF(BZ229=SUMIF(GHA!$AQ$51:$AQ$90,CB228,GHA!$BK$51:$BK$90),CB228+1,CB228)","v":2},1323,{"$f":"SUMIF(GHA!$AQ$51:$AQ$90,CB229,GHA!$BJ$51:$BJ$90)","v":1265.3626074583512}]
[229,"2009-08-17",1,"Monday",905,886,853,868,920,980,952,996,1037,1049,1039,1007,1072,1041,1070,1088,1095,1069,1247,1276,1262,1190,1111,1020,25033,1199.3538218554534,"s2","d1","s2d1",null,null,null,null,null,null,null,null,null,null,null,null,null,null,null,null,null,null,null,null,null,null,null,null,null,null,null,null,null,null,null,null,null,null,null,null,null,null,null,null,null,null,10,12,228,{"$f":"OFFSET(GHA!$D$1,IF($CA$1,BX230,366-BX230),BY230)","v":981},{"$f":"IF(BZ230=SUMIF(GHA!$AQ$51:$AQ$90,CB229,GHA!$BK$51:$BK$90),CB229+1,CB229)","v":2},1323,{"$f":"SUMIF(GHA!$AQ$51:$AQ$90,CB230,GHA!$BJ$51:$BJ$90)","v":1265.3626074583512}]
[230,"2009-08-18",2,"Tuesday",989,970,966,943,954,1011,1009,1018,1058,1054,1075,1052,1044,1039,1068,1076,1052,1058,1250,1287,1249,1182,1063,1006,25473,1204.4184396699081,"s2","d1","s2d1",null,null,null,null,null,null,null,null,null,null,null,null,null,null,null,null,null,null,null,null,null,null,null,null,null,null,null,null,null,null,null,null,null,null,null,null,null,null,null,null,null,null,10,13,229,{"$f":"OFFSET(GHA!$D$1,IF($CA$1,BX231,366-BX231),BY231)","v":1001},{"$f":"IF(BZ231=SUMIF(GHA!$AQ$51:$AQ$90,CB230,GHA!$BK$51:$BK$90),CB230+1,CB230)","v":2},1323,{"$f":"SUMIF(GHA!$AQ$51:$AQ$90,CB231,GHA!$BJ$51:$BJ$90)","v":1265.3626074583512}]
[231,"2009-08-19",3,"Wednesday",967,965,938,928,961,1009,1016,1040,1123,1138,1045,1065,1063,1073,1079,1094,1101,1084,1272,1296,1223,1180,1115,1037,25812,1211.1765957029174,"s2","d1","s2d1",null,null,null,null,null,null,null,null,null,null,null,null,null,null,null,null,null,null,null,null,null,null,null,null,null,null,null,null,null,null,null,null,null,null,null,null,null,null,null,null,null,null,10,14,230,{"$f":"OFFSET(GHA!$D$1,IF($CA$1,BX232,366-BX232),BY232)","v":986},{"$f":"IF(BZ232=SUMIF(GHA!$AQ$51:$AQ$90,CB231,GHA!$BK$51:$BK$90),CB231+1,CB231)","v":2},1323,{"$f":"SUMIF(GHA!$AQ$51:$AQ$90,CB232,GHA!$BJ$51:$BJ$90)","v":1265.3626074583512}]
[232,"2009-08-20",4,"Thursday",996,910,906,926,990,1032,1015,1028,1054,1101,1145,1075,1101,1111,1129,1107,1094,1103,1275,1304,1264,1222,1151,1132,26171,1217.5589361326258,"s2","d1","s2d1",null,null,null,null,null,null,null,null,null,null,null,null,null,null,null,null,null,null,null,null,null,null,null,null,null,null,null,null,null,null,null,null,null,null,null,null,null,null,null,null,null,null,10,15,231,{"$f":"OFFSET(GHA!$D$1,IF($CA$1,BX233,366-BX233),BY233)","v":1002},{"$f":"IF(BZ233=SUMIF(GHA!$AQ$51:$AQ$90,CB232,GHA!$BK$51:$BK$90),CB232+1,CB232)","v":2},1323,{"$f":"SUMIF(GHA!$AQ$51:$AQ$90,CB233,GHA!$BJ$51:$BJ$90)","v":1265.3626074583512}]
[233,"2009-08-21",5,"Friday",1027,987,978,988,1019,1030,1052,1066,1106,1080,1076,1087,1077,1097,1116,1113,1101,1108,1289,1290,1284,1229,1134,1072,26406,1224.7030425193634,"s2","d1","s2d1",null,null,null,null,null,null,null,null,null,null,null,null,null,null,null,null,null,null,null,null,null,null,null,null,null,null,null,null,null,null,null,null,null,null,null,null,null,null,null,null,null,null,10,16,232,{"$f":"OFFSET(GHA!$D$1,IF($CA$1,BX234,366-BX234),BY234)","v":995},{"$f":"IF(BZ234=SUMIF(GHA!$AQ$51:$AQ$90,CB233,GHA!$BK$51:$BK$90),CB233+1,CB233)","v":2},1323,{"$f":"SUMIF(GHA!$AQ$51:$AQ$90,CB234,GHA!$BJ$51:$BJ$90)","v":1265.3626074583512}]
[234,"2009-08-22",6,"Saturday",1032,998,1031,995,991,981,916,924,935,953,958,953,943,933,945,942,977,977,1244,1257,1275,1210,964,993,24327,1226.6327382674272,"s2","d1","s2d1",null,null,null,null,null,null,null,null,null,null,null,null,null,null,null,null,null,null,null,null,null,null,null,null,null,null,null,null,null,null,null,null,null,null,null,null,null,null,null,null,null,null,10,17,233,{"$f":"OFFSET(GHA!$D$1,IF($CA$1,BX235,366-BX235),BY235)","v":980},{"$f":"IF(BZ235=SUMIF(GHA!$AQ$51:$AQ$90,CB234,GHA!$BK$51:$BK$90),CB234+1,CB234)","v":2},1323,{"$f":"SUMIF(GHA!$AQ$51:$AQ$90,CB235,GHA!$BJ$51:$BJ$90)","v":1265.3626074583512}]
[235,"2009-08-23",7,"Sunday",917,919,945,965,988,980,929,951,925,851,842,863,863,868,880,905,906,943,1182,1195,1188,1148,1040,970,23163,1222.1694644406846,"s2","d1","s2d1",null,null,null,null,null,null,null,null,null,null,null,null,null,null,null,null,null,null,null,null,null,null,null,null,null,null,null,null,null,null,null,null,null,null,null,null,null,null,null,null,null,null,10,18,234,{"$f":"OFFSET(GHA!$D$1,IF($CA$1,BX236,366-BX236),BY236)","v":1018},{"$f":"IF(BZ236=SUMIF(GHA!$AQ$51:$AQ$90,CB235,GHA!$BK$51:$BK$90),CB235+1,CB235)","v":2},1322.7,{"$f":"SUMIF(GHA!$AQ$51:$AQ$90,CB236,GHA!$BJ$51:$BJ$90)","v":1265.3626074583512}]
[236,"2009-08-24",1,"Monday",940,850,890,918,978,997,944,1002,1068,1095,1088,1095,1074,1115,1127,1163.0999999999999,1109,1110,1294,1316,1292,1231,1109,1020,25825.1,1229.3525179966161,"s2","d1","s2d1",null,null,null,null,null,null,null,null,null,null,null,null,null,null,null,null,null,null,null,null,null,null,null,null,null,null,null,null,null,null,null,null,null,null,null,null,null,null,null,null,null,null,10,19,235,{"$f":"OFFSET(GHA!$D$1,IF($CA$1,BX237,366-BX237),BY237)","v":1230},{"$f":"IF(BZ237=SUMIF(GHA!$AQ$51:$AQ$90,CB236,GHA!$BK$51:$BK$90),CB236+1,CB236)","v":2},1322.6,{"$f":"SUMIF(GHA!$AQ$51:$AQ$90,CB237,GHA!$BJ$51:$BJ$90)","v":1265.3626074583512}]
[237,"2009-08-25",2,"Tuesday",1017,981,959,993,995,1043,982,994,851,984,984,932.9,904,885,934,1001,986,1010,1212,1242,1200,1107,1024,958,24178.9,1227.6172661969547,"s2","d1","s2d1",null,null,null,null,null,null,null,null,null,null,null,null,null,null,null,null,null,null,null,null,null,null,null,null,null,null,null,null,null,null,null,null,null,null,null,null,null,null,null,null,null,null,10,20,236,{"$f":"OFFSET(GHA!$D$1,IF($CA$1,BX238,366-BX238),BY238)","v":1284},{"$f":"IF(BZ238=SUMIF(GHA!$AQ$51:$AQ$90,CB237,GHA!$BK$51:$BK$90),CB237+1,CB237)","v":2},1322,{"$f":"SUMIF(GHA!$AQ$51:$AQ$90,CB238,GHA!$BJ$51:$BJ$90)","v":1265.3626074583512}]
[238,"2009-08-26",3,"Wednesday",903,919,895,916,934,926,886,968,1009,1039,1048,1029,1026,1061,1075,1085,1080,1106,1260,1294,1160,1156,1128,1078,24981,1230.8555395772592,"s2","d1","s2d1",null,null,null,null,null,null,null,null,null,null,null,null,null,null,null,null,null,null,null,null,null,null,null,null,null,null,null,null,null,null,null,null,null,null,null,null,null,null,null,null,null,null,10,21,237,{"$f":"OFFSET(GHA!$D$1,IF($CA$1,BX239,366-BX239),BY239)","v":1274},{"$f":"IF(BZ239=SUMIF(GHA!$AQ$51:$AQ$90,CB238,GHA!$BK$51:$BK$90),CB238+1,CB238)","v":2},1322,{"$f":"SUMIF(GHA!$AQ$51:$AQ$90,CB239,GHA!$BJ$51:$BJ$90)","v":1265.3626074583512}]
[239,"2009-08-27",4,"Thursday",978,937,942,960,962,981,976,1037,1032,951,1057,1059,1037,1083,1075,1089,1083,1075,1239,1301,1281,1184,1108,1039,25466,1231.6699856195335,"s2","d1","s2d1",null,null,null,null,null,null,null,null,null,null,null,null,null,null,null,null,null,null,null,null,null,null,null,null,null,null,null,null,null,null,null,null,null,null,null,null,null,null,null,null,null,null,10,22,238,{"$f":"OFFSET(GHA!$D$1,IF($CA$1,BX240,366-BX240),BY240)","v":1240},{"$f":"IF(BZ240=SUMIF(GHA!$AQ$51:$AQ$90,CB239,GHA!$BK$51:$BK$90),CB239+1,CB239)","v":2},1322,{"$f":"SUMIF(GHA!$AQ$51:$AQ$90,CB240,GHA!$BJ$51:$BJ$90)","v":1265.3626074583512}]
[240,"2009-08-28",5,"Friday",1000,966,953,982,993,1015,973,994,1013,1029,1042,1044,1042,1045,1077,1099,1068,1063,1247,1263,1249,1158,1096,1011,25422,1233.2029870575802,"s2","d1","s2d1",null,null,null,null,null,null,null,null,null,null,null,null,null,null,null,null,null,null,null,null,null,null,null,null,null,null,null,null,null,null,null,null,null,null,null,null,null,null,null,null,null,null,10,23,239,{"$f":"OFFSET(GHA!$D$1,IF($CA$1,BX241,366-BX241),BY241)","v":1111},{"$f":"IF(BZ241=SUMIF(GHA!$AQ$51:$AQ$90,CB240,GHA!$BK$51:$BK$90),CB240+1,CB240)","v":2},1322,{"$f":"SUMIF(GHA!$AQ$51:$AQ$90,CB241,GHA!$BJ$51:$BJ$90)","v":1265.3626074583512}]
[241,"2009-08-29",6,"Saturday",991,961,978,960,971,977,910,902,912,895,887,917,884,895,909,911,905,969,1188,1217,1207,1146,1051,1000,23543,1228.6826883518222,"s2","d1","s2d1",null,null,null,null,null,null,null,null,null,null,null,null,null,null,null,null,null,null,null,null,null,null,null,null,null,null,null,null,null,null,null,null,null,null,null,null,null,null,null,null,null,null,10,24,240,{"$f":"OFFSET(GHA!$D$1,IF($CA$1,BX242,366-BX242),BY242)","v":1068},{"$f":"IF(BZ242=SUMIF(GHA!$AQ$51:$AQ$90,CB241,GHA!$BK$51:$BK$90),CB241+1,CB241)","v":2},1322,{"$f":"SUMIF(GHA!$AQ$51:$AQ$90,CB242,GHA!$BJ$51:$BJ$90)","v":1265.3626074583512}]
[242,"2009-08-30",7,"Sunday",931,926,859,907,907,891,849,893,869,830,871,859,866,879,874,901,911,948,1175,1194,1172,1113,1029,951,22605,1223.3144195166401,"s2","d1","s2d1",null,null,null,null,null,null,null,null,null,null,null,null,null,null,null,null,null,null,null,null,null,null,null,null,null,null,null,null,null,null,null,null,null,null,null,null,null,null,null,null,null,null,11,1,241,{"$f":"OFFSET(GHA!$D$1,IF($CA$1,BX243,366-BX243),BY243)","v":1029},{"$f":"IF(BZ243=SUMIF(GHA!$AQ$51:$AQ$90,CB242,GHA!$BK$51:$BK$90),CB242+1,CB242)","v":2},1321.2,{"$f":"SUMIF(GHA!$AQ$51:$AQ$90,CB243,GHA!$BJ$51:$BJ$90)","v":1265.3626074583512}]
[243,"2009-08-31",1,"Monday",924,911,909,943,946,961,962,1000,1058,1040,1073,1071,1040,1048,1069.8,1075,1051,950,1255.5999999999999,1316.8,1255,1179,1054,1013,25105.199999999997,1226.5429775649761,"s2","d1","s2d1",null,null,null,null,null,null,null,null,null,null,null,null,null,null,null,null,null,null,null,null,null,null,null,null,null,null,null,null,null,null,null,null,null,null,null,null,null,null,null,null,null,null,11,2,242,{"$f":"OFFSET(GHA!$D$1,IF($CA$1,BX244,366-BX244),BY244)","v":1011},{"$f":"IF(BZ244=SUMIF(GHA!$AQ$51:$AQ$90,CB243,GHA!$BK$51:$BK$90),CB243+1,CB243)","v":2},1321,{"$f":"SUMIF(GHA!$AQ$51:$AQ$90,CB244,GHA!$BJ$51:$BJ$90)","v":1265.3626074583512}]
[244,"2009-09-01",2,"Tuesday",973,958,947,981,988,928,964,988,1040,1059,1044,1041,1021,1018,1031,1049,1066,1071,1239,1258.0999999999999,1245,1188.7,1038,995,25130.799999999999,1227.7886798084787,"s2","d1","s2d1",null,null,null,null,null,null,null,null,null,null,null,null,null,null,null,null,null,null,null,null,null,null,null,null,null,null,null,null,null,null,null,null,null,null,null,null,null,null,null,null,null,null,11,3,243,{"$f":"OFFSET(GHA!$D$1,IF($CA$1,BX245,366-BX245),BY245)","v":966},{"$f":"IF(BZ245=SUMIF(GHA!$AQ$51:$AQ$90,CB244,GHA!$BK$51:$BK$90),CB244+1,CB244)","v":2},1321,{"$f":"SUMIF(GHA!$AQ$51:$AQ$90,CB245,GHA!$BJ$51:$BJ$90)","v":1265.3626074583512}]
[245,"2009-09-02",3,"Wednesday",992,956,943,992,989,1006,961,1031,1091,1050,1072,1020,1053,1068,1075,1068,1051,1074,1269.4000000000001,1282.2,1263.5999999999999,1187,1091,992,25577.200000000001,1231.949811827631,"s2","d1","s2d1",null,null,null,null,null,null,null,null,null,null,null,null,null,null,null,null,null,null,null,null,null,null,null,null,null,null,null,null,null,null,null,null,null,null,null,null,null,null,null,null,null,null,11,4,244,{"$f":"OFFSET(GHA!$D$1,IF($CA$1,BX246,366-BX246),BY246)","v":994},{"$f":"IF(BZ246=SUMIF(GHA!$AQ$51:$AQ$90,CB245,GHA!$BK$51:$BK$90),CB245+1,CB245)","v":2},1321,{"$f":"SUMIF(GHA!$AQ$51:$AQ$90,CB246,GHA!$BJ$51:$BJ$90)","v":1265.3626074583512}]
[246,"2009-09-03",4,"Thursday",951,922,934,977,995,1007,1000,1012,1026,935,1067,1066,1024,1035,1078,1096,1082,1081,1283,1278,1171,1238,1108,997,25363,1237.0548306448679,"s2","d1","s2d1",null,null,null,null,null,null,null,null,null,null,null,null,null,null,null,null,null,null,null,null,null,null,null,null,null,null,null,null,null,null,null,null,null,null,null,null,null,null,null,null,null,null,11,5,245,{"$f":"OFFSET(GHA!$D$1,IF($CA$1,BX247,366-BX247),BY247)","v":1008},{"$f":"IF(BZ247=SUMIF(GHA!$AQ$51:$AQ$90,CB246,GHA!$BK$51:$BK$90),CB246+1,CB246)","v":2},1321,{"$f":"SUMIF(GHA!$AQ$51:$AQ$90,CB247,GHA!$BJ$51:$BJ$90)","v":1265.3626074583512}]
[247,"2009-09-04",5,"Friday",1008,988,956,987,1003,1014,1016,1035,1069,1066,1050,1091,1051,1058,1079,1088,1076,1066,1276,1303,1270,1202,1135,1041,25928,1240.9493475803811,"s2","d1","s2d1",null,null,null,null,null,null,null,null,null,null,null,null,null,null,null,null,null,null,null,null,null,null,null,null,null,null,null,null,null,null,null,null,null,null,null,null,null,null,null,null,null,null,11,6,246,{"$f":"OFFSET(GHA!$D$1,IF($CA$1,BX248,366-BX248),BY248)","v":1016},{"$f":"IF(BZ248=SUMIF(GHA!$AQ$51:$AQ$90,CB247,GHA!$BK$51:$BK$90),CB247+1,CB247)","v":2},1321,{"$f":"SUMIF(GHA!$AQ$51:$AQ$90,CB248,GHA!$BJ$51:$BJ$90)","v":1265.3626074583512}]
[248,"2009-09-05",6,"Saturday",1003,1001,979,983,990,955,896,942,952,933,941,942,937,931,935,964,965,1009.9,1206.5999999999999,1226.8,1205.0999999999999,1148,1051,998,24094.399999999998,1237.514412822343,"s2","d1","s2d1",null,null,null,null,null,null,null,null,null,null,null,null,null,null,null,null,null,null,null,null,null,null,null,null,null,null,null,null,null,null,null,null,null,null,null,null,null,null,null,null,null,null,11,7,247,{"$f":"OFFSET(GHA!$D$1,IF($CA$1,BX249,366-BX249),BY249)","v":936},{"$f":"IF(BZ249=SUMIF(GHA!$AQ$51:$AQ$90,CB248,GHA!$BK$51:$BK$90),CB248+1,CB248)","v":2},1321,{"$f":"SUMIF(GHA!$AQ$51:$AQ$90,CB249,GHA!$BJ$51:$BJ$90)","v":1265.3626074583512}]
[249,"2009-09-06",7,"Sunday",978,954,932,939,962,939,942,958,912,810,825,870,879,891,930,929,948,1026.8,1193.9000000000001,1231.0999999999999,1194.9000000000001,1140.8,1029,971,23385.5,1233.1529715401089,"s3","d1","s3d1",null,null,null,null,null,null,null,null,null,null,null,null,null,null,null,null,null,null,null,null,null,null,null,null,null,null,null,null,null,null,null,null,null,null,null,null,null,null,null,null,null,null,11,8,248,{"$f":"OFFSET(GHA!$D$1,IF($CA$1,BX250,366-BX250),BY250)","v":941},{"$f":"IF(BZ250=SUMIF(GHA!$AQ$51:$AQ$90,CB249,GHA!$BK$51:$BK$90),CB249+1,CB249)","v":2},1320.8,{"$f":"SUMIF(GHA!$AQ$51:$AQ$90,CB250,GHA!$BJ$51:$BJ$90)","v":1265.3626074583512}]
[250,"2009-09-07",1,"Monday",952,955,964,981,994,977,943,1014,1088,1112,1114,1109,1118,1120,1117,1112,1048,1094,1309.5999999999999,1313.3,1280.3,1192.3,1104,1091,26102.499999999996,1240.7976743860982,"s3","d1","s3d1",null,null,null,null,null,null,null,null,null,null,null,null,null,null,null,null,null,null,null,null,null,null,null,null,null,null,null,null,null,null,null,null,null,null,null,null,null,null,null,null,null,null,11,9,249,{"$f":"OFFSET(GHA!$D$1,IF($CA$1,BX251,366-BX251),BY251)","v":912},{"$f":"IF(BZ251=SUMIF(GHA!$AQ$51:$AQ$90,CB250,GHA!$BK$51:$BK$90),CB250+1,CB250)","v":2},1320.2,{"$f":"SUMIF(GHA!$AQ$51:$AQ$90,CB251,GHA!$BJ$51:$BJ$90)","v":1265.3626074583512}]
[251,"2009-09-08",2,"Tuesday",1007,998,999,996,1014,1038,1007,1021,1066,1108,1070,1082,1051,1101,1119,1130,1110,1122,1315.1,1327.7,1320.2,1244.7,1142,1034,26422.7,1248.2279069474885,"s3","d1","s3d1",null,null,null,null,null,null,null,null,null,null,null,null,null,null,null,null,null,null,null,null,null,null,null,null,null,null,null,null,null,null,null,null,null,null,null,null,null,null,null,null,null,null,11,10,250,{"$f":"OFFSET(GHA!$D$1,IF($CA$1,BX252,366-BX252),BY252)","v":907},{"$f":"IF(BZ252=SUMIF(GHA!$AQ$51:$AQ$90,CB251,GHA!$BK$51:$BK$90),CB251+1,CB251)","v":2},1320.2,{"$f":"SUMIF(GHA!$AQ$51:$AQ$90,CB252,GHA!$BJ$51:$BJ$90)","v":1265.3626074583512}]
[252,"2009-09-09",3,"Wednesday",1019,999,990,980,1029,1073,1008,1024,1088,1112,1123,1074,1124,1131,1151,1150,1128,1144,1305.5999999999999,1318.3,1299.8,1258,1126,1083,26737.699999999997,1253.9651162527396,"s3","d1","s3d1",null,null,null,null,null,null,null,null,null,null,null,null,null,null,null,null,null,null,null,null,null,null,null,null,null,null,null,null,null,null,null,null,null,null,null,null,null,null,null,null,null,null,11,11,251,{"$f":"OFFSET(GHA!$D$1,IF($CA$1,BX253,366-BX253),BY253)","v":897},{"$f":"IF(BZ253=SUMIF(GHA!$AQ$51:$AQ$90,CB252,GHA!$BK$51:$BK$90),CB252+1,CB252)","v":2},1320,{"$f":"SUMIF(GHA!$AQ$51:$AQ$90,CB253,GHA!$BJ$51:$BJ$90)","v":1265.3626074583512}]
[253,"2009-09-10",4,"Thursday",1037,1026,1019,1014,1033,1037,998,1046,1083,1097,1084,1106,1082,1120,1142,1141,1081,1124,1239,1296,1283,1247,1077,1025,26437,1252.4686046274658,"s3","d1","s3d1",null,null,null,null,null,null,null,null,null,null,null,null,null,null,null,null,null,null,null,null,null,null,null,null,null,null,null,null,null,null,null,null,null,null,null,null,null,null,null,null,null,null,11,12,252,{"$f":"OFFSET(GHA!$D$1,IF($CA$1,BX254,366-BX254),BY254)","v":901},{"$f":"IF(BZ254=SUMIF(GHA!$AQ$51:$AQ$90,CB253,GHA!$BK$51:$BK$90),CB253+1,CB253)","v":2},1320,{"$f":"SUMIF(GHA!$AQ$51:$AQ$90,CB254,GHA!$BJ$51:$BJ$90)","v":1265.3626074583512}]
[254,"2009-09-11",5,"Friday",1011,1005,992,1004,1029,1078,1032,1040,1108,1106,1107,1072,1074,991,1068,1080,1094,1112,1270,1083,1267,1229,1126,977,25955,1254.2217441647192,"s3","d1","s3d1",null,null,null,null,null,null,null,null,null,null,null,null,null,null,null,null,null,null,null,null,null,null,null,null,null,null,null,null,null,null,null,null,null,null,null,null,null,null,null,null,null,null,11,13,253,{"$f":"OFFSET(GHA!$D$1,IF($CA$1,BX255,366-BX255),BY255)","v":918},{"$f":"IF(BZ255=SUMIF(GHA!$AQ$51:$AQ$90,CB254,GHA!$BK$51:$BK$90),CB254+1,CB254)","v":2},1320,{"$f":"SUMIF(GHA!$AQ$51:$AQ$90,CB255,GHA!$BJ$51:$BJ$90)","v":1265.3626074583512}]
[255,"2009-09-12",6,"Saturday",994,991,1015,1011,985,980,949,953,977,948,970,946,970,947,961,963,968,1035,1265,1284.3,1251.2,1206.3,1118,1044,24731.8,1255.2995697482472,"s3","d1","s3d1",null,null,null,null,null,null,null,null,null,null,null,null,null,null,null,null,null,null,null,null,null,null,null,null,null,null,null,null,null,null,null,null,null,null,null,null,null,null,null,null,null,null,11,14,254,{"$f":"OFFSET(GHA!$D$1,IF($CA$1,BX256,366-BX256),BY256)","v":932},{"$f":"IF(BZ256=SUMIF(GHA!$AQ$51:$AQ$90,CB255,GHA!$BK$51:$BK$90),CB255+1,CB255)","v":2},1320,{"$f":"SUMIF(GHA!$AQ$51:$AQ$90,CB256,GHA!$BJ$51:$BJ$90)","v":1265.3626074583512}]
[256,"2009-09-13",7,"Sunday",1006,974,995,991,998,979,930,941,916,866,891,874,922,912,1012,959,977,1046,1259,1217,1121,1117,1070,934,23907,1255.6696127734226,"s3","d1","s3d1",null,null,null,null,null,null,null,null,null,null,null,null,null,null,null,null,null,null,null,null,null,null,null,null,null,null,null,null,null,null,null,null,null,null,null,null,null,null,null,null,null,null,11,15,255,{"$f":"OFFSET(GHA!$D$1,IF($CA$1,BX257,366-BX257),BY257)","v":951},{"$f":"IF(BZ257=SUMIF(GHA!$AQ$51:$AQ$90,CB256,GHA!$BK$51:$BK$90),CB256+1,CB256)","v":2},1319,{"$f":"SUMIF(GHA!$AQ$51:$AQ$90,CB257,GHA!$BJ$51:$BJ$90)","v":1265.3626074583512}]
[257,"2009-09-14",1,{"$f":"VLOOKUP(C258,weekdays,2,FALSE)","v":"Monday"},912,898,878,899,941,984,956,997,1047,1035,1042,1059,1047,1033,1057,1095,1012,1086,1270.8,1301.7,1251.4000000000001,1183.5999999999999,1087,1026,{"$f":"SUM(E258:AB258)","v":25098.5},1257.1826514960803,"s3","d1","s3d1",null,null,null,null,null,null,null,null,null,null,null,null,null,null,null,null,null,null,null,null,null,null,null,null,null,null,null,null,null,null,null,null,null,null,null,null,null,null,null,null,null,null,11,16,256,{"$f":"OFFSET(GHA!$D$1,IF($CA$1,BX258,366-BX258),BY258)","v":943},{"$f":"IF(BZ258=SUMIF(GHA!$AQ$51:$AQ$90,CB257,GHA!$BK$51:$BK$90),CB257+1,CB257)","v":2},1319,{"$f":"SUMIF(GHA!$AQ$51:$AQ$90,CB258,GHA!$BJ$51:$BJ$90)","v":1265.3626074583512}]
[258,"2009-09-15",{"$f":"WEEKDAY(B259,2)","v":2},"Tuesday",976,984,963,981,1038,1004,990,1025,1046,1074,1071,1053,999,1042,1046,1064,1079,1137,1279,1294.5,1245,1208,1078,1038,25714.5,1259.3643863464724,{"$f":"IF(AND(A259>$AJ$6,A259<$AJ$7),\"s2\",IF(A259<=$AJ$6,\"s1\",\"s3\"))","v":"s3"},"d1",{"$f":"AE259&AF259","v":"s3d1"},null,null,null,null,null,null,null,null,null,null,null,null,null,null,null,null,null,null,null,null,null,null,null,null,null,null,null,null,null,null,null,null,null,null,null,null,null,null,null,null,null,null,{"$f":"ROUNDDOWN((BZ259-1)/24,0)+1","v":11},17,257,{"$f":"OFFSET(GHA!$D$1,IF($CA$1,BX259,366-BX259),BY259)","v":975},{"$f":"IF(BZ259=SUMIF(GHA!$AQ$51:$AQ$90,CB258,GHA!$BK$51:$BK$90),CB258+1,CB258)","v":2},1319,{"$f":"SUMIF(GHA!$AQ$51:$AQ$90,CB259,GHA!$BJ$51:$BJ$90)","v":1265.3626074583512}]
[{"$f":"A259+1","v":259},"2009-09-16",3,"Wednesday",986,972,954,978,974,1066,968,986,999,1009,990,977,972,995,1021,1040,1016,1068,1248.2,1279.8,1238.3,1141,1064,1016,24958.3,1258.2479477118252,"s3","d1","s3d1",null,null,null,null,null,null,null,null,null,null,null,null,null,null,null,null,null,null,null,null,null,null,null,null,null,null,null,null,null,null,null,null,null,null,null,null,null,null,null,null,null,null,11,18,{"$f":"BZ259+1","v":258},{"$f":"OFFSET(GHA!$D$1,IF($CA$1,BX260,366-BX260),BY260)","v":991},{"$f":"IF(BZ260=SUMIF(GHA!$AQ$51:$AQ$90,CB259,GHA!$BK$51:$BK$90),CB259+1,CB259)","v":2},1319,{"$f":"SUMIF(GHA!$AQ$51:$AQ$90,CB260,GHA!$BJ$51:$BJ$90)","v":1265.3626074583512}]
[260,"2009-09-17",4,"Thursday",968,948,951,978,996,1029,971,1005,1036,1024,988,1007,1018,1054,1062,1077,1062,1083,1285.0999999999999,1308.5999999999999,1272.3,1203,1111,1045,25481.999999999996,1260.9331529406427,"s3","d1","s3d1",null,null,null,null,null,null,null,null,null,null,null,null,null,null,null,null,null,null,null,null,null,null,null,null,null,null,null,null,null,null,null,null,null,null,null,null,null,null,null,null,null,null,11,19,259,{"$f":"OFFSET(GHA!$D$1,IF($CA$1,BX261,366-BX261),BY261)","v":1218},{"$f":"IF(BZ261=SUMIF(GHA!$AQ$51:$AQ$90,CB260,GHA!$BK$51:$BK$90),CB260+1,CB260)","v":2},1318.8,{"$f":"SUMIF(GHA!$AQ$51:$AQ$90,CB261,GHA!$BJ$51:$BJ$90)","v":1265.3626074583512}]
[261,"2009-09-18",5,"Friday",1012,986,977,1024,1024,1062,1000,1064,1071,1066,1085,1112,1091,1110,1128,1120,1098,1080,1287.2,1307.7,1288,1234,1185,1063,26474.9,1263.5598376465784,"s3","d1","s3d1",null,null,null,null,null,null,null,null,null,null,null,null,null,null,null,null,null,null,null,null,null,null,null,null,null,null,null,null,null,null,null,null,null,null,null,null,null,null,null,null,null,null,11,20,260,{"$f":"OFFSET(GHA!$D$1,IF($CA$1,BX262,366-BX262),BY262)","v":1242},{"$f":"IF(BZ262=SUMIF(GHA!$AQ$51:$AQ$90,CB261,GHA!$BK$51:$BK$90),CB261+1,CB261)","v":2},1318.3,{"$f":"SUMIF(GHA!$AQ$51:$AQ$90,CB262,GHA!$BJ$51:$BJ$90)","v":1265.3626074583512}]
[262,"2009-09-19",6,"Saturday",1024,1001,979,1000,1022,1032,955,969,963,997,970,983,976,989,988,995,999,1052,1259,1281,1272,1225,1114,1052,25097,1263.1038538819207,"s3","d1","s3d1",null,null,null,null,null,null,null,null,null,null,null,null,null,null,null,null,null,null,null,null,null,null,null,null,null,null,null,null,null,null,null,null,null,null,null,null,null,null,null,null,null,null,11,21,261,{"$f":"OFFSET(GHA!$D$1,IF($CA$1,BX263,366-BX263),BY263)","v":1229},{"$f":"IF(BZ263=SUMIF(GHA!$AQ$51:$AQ$90,CB262,GHA!$BK$51:$BK$90),CB262+1,CB262)","v":2},1318,{"$f":"SUMIF(GHA!$AQ$51:$AQ$90,CB263,GHA!$BJ$51:$BJ$90)","v":1265.3626074583512}]
[263,"2009-09-20",7,"Sunday",1009,991,976,970,980,992,951,960,934,881,888,898,904,936,913,931,953,1000,1209,1209,1216,1157,1044,998,23900,1257.6934684937287,"s3","d1","s3d1",null,null,null,null,null,null,null,null,null,null,null,null,null,null,null,null,null,null,null,null,null,null,null,null,null,null,null,null,null,null,null,null,null,null,null,null,null,null,null,null,null,null,11,22,262,{"$f":"OFFSET(GHA!$D$1,IF($CA$1,BX264,366-BX264),BY264)","v":1214},{"$f":"IF(BZ264=SUMIF(GHA!$AQ$51:$AQ$90,CB263,GHA!$BK$51:$BK$90),CB263+1,CB263)","v":2},1318,{"$f":"SUMIF(GHA!$AQ$51:$AQ$90,CB264,GHA!$BJ$51:$BJ$90)","v":1265.3626074583512}]
[264,"2009-09-21",1,"Monday",957,928,920,912,932,947,920,969,944,959,960,996,975,986,988,996,976,1034,1249,1270,1251,1170,1065,1003,24307,1256.824121644356,"s3","d1","s3d1",null,null,null,null,null,null,null,null,null,null,null,null,null,null,null,null,null,null,null,null,null,null,null,null,null,null,null,null,null,null,null,null,null,null,null,null,null,null,null,null,null,null,11,23,263,{"$f":"OFFSET(GHA!$D$1,IF($CA$1,BX265,366-BX265),BY265)","v":1121},{"$f":"IF(BZ265=SUMIF(GHA!$AQ$51:$AQ$90,CB264,GHA!$BK$51:$BK$90),CB264+1,CB264)","v":2},1318,{"$f":"SUMIF(GHA!$AQ$51:$AQ$90,CB265,GHA!$BJ$51:$BJ$90)","v":1265.3626074583512}]
[265,"2009-09-22",2,"Tuesday",986,951,944,936,989,1064,1018,1032,1072,1104,1096,1108,1077,1119,1118,1145,1136,1098,1300,1335,1303,1236,1157,1064,26388,1261.1417094799203,"s3","d1","s3d1",null,null,null,null,null,null,null,null,null,null,null,null,null,null,null,null,null,null,null,null,null,null,null,null,null,null,null,null,null,null,null,null,null,null,null,null,null,null,null,null,null,null,11,24,264,{"$f":"OFFSET(GHA!$D$1,IF($CA$1,BX266,366-BX266),BY266)","v":1046},{"$f":"IF(BZ266=SUMIF(GHA!$AQ$51:$AQ$90,CB265,GHA!$BK$51:$BK$90),CB265+1,CB265)","v":2},1318,{"$f":"SUMIF(GHA!$AQ$51:$AQ$90,CB266,GHA!$BJ$51:$BJ$90)","v":1265.3626074583512}]
[266,"2009-09-23",3,"Wednesday",1154,1107,1080,1032,1143,1096,1016,999,1042,1075,1082,1089,1076,1091,1082,1114,1103,1095,1301,1304,1309,1297,1135,1034,26856,1265.1275385319282,"s3","d1","s3d1",null,null,null,null,null,null,null,null,null,null,null,null,null,null,null,null,null,null,null,null,null,null,null,null,null,null,null,null,null,null,null,null,null,null,null,null,null,null,null,null,null,null,12,1,265,{"$f":"OFFSET(GHA!$D$1,IF($CA$1,BX267,366-BX267),BY267)","v":1018},{"$f":"IF(BZ267=SUMIF(GHA!$AQ$51:$AQ$90,CB266,GHA!$BK$51:$BK$90),CB266+1,CB266)","v":2},1317.4,{"$f":"SUMIF(GHA!$AQ$51:$AQ$90,CB267,GHA!$BJ$51:$BJ$90)","v":1265.3626074583512}]
[267,"2009-09-24",4,"Thursday",991,973,945,979,999,1049,988,1023,1077,1121.3,1065.5999999999999,1084,1091.2,1108.5999999999999,1114.8,1139.2,1114.7,1116.4000000000001,1282.2,1324.4,1338,1286.3,1149,1023,26382.700000000004,1266.8347846787353,"s3","d1","s3d1",null,null,null,null,null,null,null,null,null,null,null,null,null,null,null,null,null,null,null,null,null,null,null,null,null,null,null,null,null,null,null,null,null,null,null,null,null,null,null,null,null,null,12,2,266,{"$f":"OFFSET(GHA!$D$1,IF($CA$1,BX268,366-BX268),BY268)","v":979},{"$f":"IF(BZ268=SUMIF(GHA!$AQ$51:$AQ$90,CB267,GHA!$BK$51:$BK$90),CB267+1,CB267)","v":2},1317,{"$f":"SUMIF(GHA!$AQ$51:$AQ$90,CB268,GHA!$BJ$51:$BJ$90)","v":1265.3626074583512}]
[268,"2009-09-25",5,"Friday",1044,1023,1000,1004,1031,1043,1037,1044,1078,1103,1112,1004,965,972,1019,996,963,1043.7,1269.0999999999999,1272.0999999999999,1269.4000000000001,1207,1076,1053,25628.3,{"$f":"AD268*(1-$AH$1)+W269*$AH$1","v":1267.0613062108619},"s3","d1","s3d1",null,null,null,null,null,null,null,null,null,null,null,null,null,null,null,null,null,null,null,null,null,null,null,null,null,null,null,null,null,null,null,null,null,null,null,null,null,null,null,null,null,null,12,3,267,{"$f":"OFFSET(GHA!$D$1,IF($CA$1,BX269,366-BX269),BY269)","v":965},{"$f":"IF(BZ269=SUMIF(GHA!$AQ$51:$AQ$90,CB268,GHA!$BK$51:$BK$90),CB268+1,CB268)","v":2},1317,{"$f":"SUMIF(GHA!$AQ$51:$AQ$90,CB269,GHA!$BJ$51:$BJ$90)","v":1265.3626074583512}]
[269,"2009-09-26",6,"Saturday",1009,960,948,917,974,996,916,930,865,878,881,971,966,939,952,995,1014,1104,1286,1294.2,1264.2,1190,1222,1048,24519.4,1268.9551755897755,"s3","d1","s3d1",null,null,null,null,null,null,null,null,null,null,null,null,null,null,null,null,null,null,null,null,null,null,null,null,null,null,null,null,null,null,null,null,null,null,null,null,null,null,null,null,null,null,12,4,268,{"$f":"OFFSET(GHA!$D$1,IF($CA$1,BX270,366-BX270),BY270)","v":979},{"$f":"IF(BZ270=SUMIF(GHA!$AQ$51:$AQ$90,CB269,GHA!$BK$51:$BK$90),CB269+1,CB269)","v":2},1317,{"$f":"SUMIF(GHA!$AQ$51:$AQ$90,CB270,GHA!$BJ$51:$BJ$90)","v":1265.3626074583512}]
[270,"2009-09-27",7,"Sunday",982,970,906,880,933,975,934,894,871,853,877,879,894,1046,949,959,969,1037,1245,1257,1230,1167,1059,1011,23777,1266.5596580307981,"s3","d1","s3d1",null,null,null,null,null,null,null,null,null,null,null,null,null,null,null,null,null,null,null,null,null,null,null,null,null,null,null,null,null,null,null,null,null,null,null,null,null,null,null,null,null,null,12,5,269,{"$f":"OFFSET(GHA!$D$1,IF($CA$1,BX271,366-BX271),BY271)","v":979},{"$f":"IF(BZ271=SUMIF(GHA!$AQ$51:$AQ$90,CB270,GHA!$BK$51:$BK$90),CB270+1,CB270)","v":2},1316.8,{"$f":"SUMIF(GHA!$AQ$51:$AQ$90,CB271,GHA!$BJ$51:$BJ$90)","v":1265.3626074583512}]
[271,"2009-09-28",1,"Monday",977,964,957,943,1003,1103,1009,1026,1112,1130,1149,1137,1150,1166,1188,1181,1184,1256,1321,1333,1320,1268,1151,1115,27143,1272.0036922277181,"s3","d1","s3d1",null,null,null,null,null,null,null,null,null,null,null,null,null,null,null,null,null,null,null,null,null,null,null,null,null,null,null,null,null,null,null,null,null,null,null,null,null,null,null,null,null,null,12,6,270,{"$f":"OFFSET(GHA!$D$1,IF($CA$1,BX272,366-BX272),BY272)","v":1050},{"$f":"IF(BZ272=SUMIF(GHA!$AQ$51:$AQ$90,CB271,GHA!$BK$51:$BK$90),CB271+1,CB271)","v":2},1316,{"$f":"SUMIF(GHA!$AQ$51:$AQ$90,CB272,GHA!$BJ$51:$BJ$90)","v":1265.3626074583512}]
[272,"2009-09-29",2,"Tuesday",1082,1027,1009,1002,1037,1073,1027,1063,1122,1158.8,1152,1139,1143,1164,1155,1182,1166,1183,1331,1361.6,1365,1244,1186,1132,27504.399999999998,1277.9033230049463,"s3","d1","s3d1",null,null,null,null,null,null,null,null,null,null,null,null,null,null,null,null,null,null,null,null,null,null,null,null,null,null,null,null,null,null,null,null,null,null,null,null,null,null,null,null,null,null,12,7,271,{"$f":"OFFSET(GHA!$D$1,IF($CA$1,BX273,366-BX273),BY273)","v":957},{"$f":"IF(BZ273=SUMIF(GHA!$AQ$51:$AQ$90,CB272,GHA!$BK$51:$BK$90),CB272+1,CB272)","v":2},1316,{"$f":"SUMIF(GHA!$AQ$51:$AQ$90,CB273,GHA!$BJ$51:$BJ$90)","v":1265.3626074583512}]
[273,"2009-09-30",3,"Wednesday",1078,1051,1040,1042,1057,1085,1045,1054,1127,1148,1153,1122,1102,1106,1137,1158,1155,1199.4000000000001,1375.3,1386.9,1333.9,1287.0999999999999,1183,1118,27543.600000000002,1287.6429907044517,"s3","d1","s3d1",null,null,null,null,null,null,null,null,null,null,null,null,null,null,null,null,null,null,null,null,null,null,null,null,null,null,null,null,null,null,null,null,null,null,null,null,null,null,null,null,null,null,12,8,272,{"$f":"OFFSET(GHA!$D$1,IF($CA$1,BX274,366-BX274),BY274)","v":1019},{"$f":"IF(BZ274=SUMIF(GHA!$AQ$51:$AQ$90,CB273,GHA!$BK$51:$BK$90),CB273+1,CB273)","v":2},1316,{"$f":"SUMIF(GHA!$AQ$51:$AQ$90,CB274,GHA!$BJ$51:$BJ$90)","v":1265.3626074583512}]
[274,"2009-10-01",4,"Thursday",1059,1052,1017,1032,1047,1103,1028,1040,1103,1137,1145,1149,1132,1134,1154,1193,1127,1189,1354.4,1347.8,1342.2,1255,1145,1080,27365.4,1294.3186916340067,"s3","d1","s3d1",null,null,null,null,null,null,null,null,null,null,null,null,null,null,null,null,null,null,null,null,null,null,null,null,null,null,null,null,null,null,null,null,null,null,null,null,null,null,null,null,null,null,12,9,273,{"$f":"OFFSET(GHA!$D$1,IF($CA$1,BX275,366-BX275),BY275)","v":1106},{"$f":"IF(BZ275=SUMIF(GHA!$AQ$51:$AQ$90,CB274,GHA!$BK$51:$BK$90),CB274+1,CB274)","v":2},1316,{"$f":"SUMIF(GHA!$AQ$51:$AQ$90,CB275,GHA!$BJ$51:$BJ$90)","v":1265.3626074583512}]
[275,"2009-10-02",5,"Friday",1031,1013,980,983,1052,1061,1030,1046,1086,1124,1149,1094,1115,1119,1159,1160,1155,1268.9000000000001,1348.3,1305.3,1294.2,1282.8,1179,1172,27207.5,1299.7168224706058,"s3","d1","s3d1",null,null,null,null,null,null,null,null,null,null,null,null,null,null,null,null,null,null,null,null,null,null,null,null,null,null,null,null,null,null,null,null,null,null,null,null,null,null,null,null,null,null,12,10,274,{"$f":"OFFSET(GHA!$D$1,IF($CA$1,BX276,366-BX276),BY276)","v":1125},{"$f":"IF(BZ276=SUMIF(GHA!$AQ$51:$AQ$90,CB275,GHA!$BK$51:$BK$90),CB275+1,CB275)","v":2},1316,{"$f":"SUMIF(GHA!$AQ$51:$AQ$90,CB276,GHA!$BJ$51:$BJ$90)","v":1265.3626074583512}]
[276,"2009-10-03",6,"Saturday",1059,1019,1017,1014,1026,1069,962,955,997,1021,1016,1015,995,1013,986,1002,1016,1106.2,1264.3,1309.8,1269.0999999999999,1162,1113,1059,25465.399999999998,1296.1751402235454,"s3","d1","s3d1",null,null,null,null,null,null,null,null,null,null,null,null,null,null,null,null,null,null,null,null,null,null,null,null,null,null,null,null,null,null,null,null,null,null,null,null,null,null,null,null,null,null,12,11,275,{"$f":"OFFSET(GHA!$D$1,IF($CA$1,BX277,366-BX277),BY277)","v":1142},{"$f":"IF(BZ277=SUMIF(GHA!$AQ$51:$AQ$90,CB276,GHA!$BK$51:$BK$90),CB276+1,CB276)","v":2},1315.7,{"$f":"SUMIF(GHA!$AQ$51:$AQ$90,CB277,GHA!$BJ$51:$BJ$90)","v":1265.3626074583512}]
[277,"2009-10-04",7,"Sunday",1012,944,937,930,945,893,850,928,925,915,904,924,934,960,962,970,981,1096,1283,1264,1281,1123,1100,1006,24067,1294.8576262011909,"s3","d1","s3d1",null,null,null,null,null,null,null,null,null,null,null,null,null,null,null,null,null,null,null,null,null,null,null,null,null,null,null,null,null,null,null,null,null,null,null,null,null,null,null,null,null,null,12,12,276,{"$f":"OFFSET(GHA!$D$1,IF($CA$1,BX278,366-BX278),BY278)","v":1066},{"$f":"IF(BZ278=SUMIF(GHA!$AQ$51:$AQ$90,CB277,GHA!$BK$51:$BK$90),CB277+1,CB277)","v":2},1315.6,{"$f":"SUMIF(GHA!$AQ$51:$AQ$90,CB278,GHA!$BJ$51:$BJ$90)","v":1265.3626074583512}]
[278,"2009-10-05",1,"Monday",1010,984,962,959,1019,1074,1013,1056,1120,1130,1129,1147,1148,1165,1080,1155,1123,1222,1346.8,1334.3,1299.5999999999999,1211.4000000000001,1118,1075,26881.1,1300.051863581072,"s3","d1","s3d1",null,null,null,null,null,null,null,null,null,null,null,null,null,null,null,null,null,null,null,null,null,null,null,null,null,null,null,null,null,null,null,null,null,null,null,null,null,null,null,null,null,null,12,13,277,{"$f":"OFFSET(GHA!$D$1,IF($CA$1,BX279,366-BX279),BY279)","v":1112},{"$f":"IF(BZ279=SUMIF(GHA!$AQ$51:$AQ$90,CB278,GHA!$BK$51:$BK$90),CB278+1,CB278)","v":2},1315.5,{"$f":"SUMIF(GHA!$AQ$51:$AQ$90,CB279,GHA!$BJ$51:$BJ$90)","v":1265.3626074583512}]
[279,"2009-10-06",2,"Tuesday",1042,1031,1047,1041,1090,1114,1040,1019,1038,984,880,982,1057,1076,1142,1168,1114,1184,1154,1247,1244,1187,1119,1063,26063,1285.4466772229648,"s3","d1","s3d1",null,null,null,null,null,null,null,null,null,null,null,null,null,null,null,null,null,null,null,null,null,null,null,null,null,null,null,null,null,null,null,null,null,null,null,null,null,null,null,null,null,null,12,14,278,{"$f":"OFFSET(GHA!$D$1,IF($CA$1,BX280,366-BX280),BY280)","v":1130},{"$f":"IF(BZ280=SUMIF(GHA!$AQ$51:$AQ$90,CB279,GHA!$BK$51:$BK$90),CB279+1,CB279)","v":2},1315.1,{"$f":"SUMIF(GHA!$AQ$51:$AQ$90,CB280,GHA!$BJ$51:$BJ$90)","v":1265.3626074583512}]
[280,"2009-10-07",3,"Wednesday",1039,1016,1015,1015,1042,1079,1084,1057,1110,1097,1128,1090,1105,1100,1122,1142,1117,1177,1309,1332,1288,1221,1231,1070,26986,1287.8020095006684,"s3","d1","s3d1",null,null,null,null,null,null,null,null,null,null,null,null,null,null,null,null,null,null,null,null,null,null,null,null,null,null,null,null,null,null,null,null,null,null,null,null,null,null,null,null,null,null,12,15,279,{"$f":"OFFSET(GHA!$D$1,IF($CA$1,BX281,366-BX281),BY281)","v":1144},{"$f":"IF(BZ281=SUMIF(GHA!$AQ$51:$AQ$90,CB280,GHA!$BK$51:$BK$90),CB280+1,CB280)","v":2},1315,{"$f":"SUMIF(GHA!$AQ$51:$AQ$90,CB281,GHA!$BJ$51:$BJ$90)","v":1265.3626074583512}]
[281,"2009-10-08",4,"Thursday",1020,1037,1009,994,999,1063,982,1030,1055,1089,1091,1087,1002,1061,1084,1061,1083,1140,1272,1325,1302,1217,1126,1080,26209,1286.2218085506017,"s3","d1","s3d1",null,null,null,null,null,null,null,null,null,null,null,null,null,null,null,null,null,null,null,null,null,null,null,null,null,null,null,null,null,null,null,null,null,null,null,null,null,null,null,null,null,null,12,16,280,{"$f":"OFFSET(GHA!$D$1,IF($CA$1,BX282,366-BX282),BY282)","v":1117},{"$f":"IF(BZ282=SUMIF(GHA!$AQ$51:$AQ$90,CB281,GHA!$BK$51:$BK$90),CB281+1,CB281)","v":2},1315,{"$f":"SUMIF(GHA!$AQ$51:$AQ$90,CB282,GHA!$BJ$51:$BJ$90)","v":1265.3626074583512}]
[282,"2009-10-09",5,"Friday",1031,1008,985,987,1037,1098,1042,1071,1104,1089,1018,1119,1121,1163,1222,1211,1199,1225,1353,1339,1298,1245,1197,1112,27274,1292.8996276955415,"s3","d1","s3d1",null,null,null,null,null,null,null,null,null,null,null,null,null,null,null,null,null,null,null,null,null,null,null,null,null,null,null,null,null,null,null,null,null,null,null,null,null,null,null,null,null,null,12,{"$f":"BY259","v":17},281,{"$f":"OFFSET(GHA!$D$1,IF($CA$1,BX283,366-BX283),BY283)","v":1111},{"$f":"IF(BZ283=SUMIF(GHA!$AQ$51:$AQ$90,CB282,GHA!$BK$51:$BK$90),CB282+1,CB282)","v":2},1315,{"$f":"SUMIF(GHA!$AQ$51:$AQ$90,CB283,GHA!$BJ$51:$BJ$90)","v":1265.3626074583512}]
[283,"2009-10-10",6,"Saturday",1082,1031,1024,1009,1039,1014,948,983,1008,1021,1027,1037,1046,1049,1065,1059,1047,1109,1339.3,1325.3,1342.1,1239,1183,1109,26135.699999999997,1297.5396649259874,"s3","d1","s3d1",null,null,null,null,null,null,null,null,null,null,null,null,null,null,null,null,null,null,null,null,null,null,null,null,null,null,null,null,null,null,null,null,null,null,null,null,null,null,null,null,null,null,12,18,282,{"$f":"OFFSET(GHA!$D$1,IF($CA$1,BX284,366-BX284),BY284)","v":1128},{"$f":"IF(BZ284=SUMIF(GHA!$AQ$51:$AQ$90,CB283,GHA!$BK$51:$BK$90),CB283+1,CB283)","v":2},1315,{"$f":"SUMIF(GHA!$AQ$51:$AQ$90,CB284,GHA!$BJ$51:$BJ$90)","v":1265.3626074583512}]
[284,"2009-10-11",7,"Sunday",1013,946,988,945,1001,1038,977,995,1006,1023,1012,961,1051,1086,1127,1138,1146,1201.0999999999999,1318.8,1290.7,1262.5999999999999,1221.0999999999999,1123,1073,25943.299999999996,1299.6656984333886,"s3","d1","s3d1",null,null,null,null,null,null,null,null,null,null,null,null,null,null,null,null,null,null,null,null,null,null,null,null,null,null,null,null,null,null,null,null,null,null,null,null,null,null,null,null,null,null,12,19,283,{"$f":"OFFSET(GHA!$D$1,IF($CA$1,BX285,366-BX285),BY285)","v":1294},{"$f":"IF(BZ285=SUMIF(GHA!$AQ$51:$AQ$90,CB284,GHA!$BK$51:$BK$90),CB284+1,CB284)","v":2},1314,{"$f":"SUMIF(GHA!$AQ$51:$AQ$90,CB285,GHA!$BJ$51:$BJ$90)","v":1265.3626074583512}]
[285,"2009-10-12",1,"Monday",1022,1007,1008,1038,998,1061,1037,1046,1153,1117,1153,1160,1096,1127,1165,1177,1161,1187.5,1347.3,1366.9,1349.2,1289.8,1170,1121,27357.7,1304.4291285900497,"s3","d1","s3d1",null,null,null,null,null,null,null,null,null,null,null,null,null,null,null,null,null,null,null,null,null,null,null,null,null,null,null,null,null,null,null,null,null,null,null,null,null,null,null,null,null,null,12,20,284,{"$f":"OFFSET(GHA!$D$1,IF($CA$1,BX286,366-BX286),BY286)","v":1310},{"$f":"IF(BZ286=SUMIF(GHA!$AQ$51:$AQ$90,CB285,GHA!$BK$51:$BK$90),CB285+1,CB285)","v":2},1314,{"$f":"SUMIF(GHA!$AQ$51:$AQ$90,CB286,GHA!$BJ$51:$BJ$90)","v":1265.3626074583512}]
[286,"2009-10-13",2,"Tuesday",1099,1077,1044,1042,1092,1130,1054,1110,1102,1161,1111,1138,1154,1174.8,1219.2,1239.9000000000001,1203.3,1223.0999999999999,1358.6,1351.8,1315.6,1249.7,1170,1071,27890.999999999996,1309.8462157310446,"s3","d1","s3d1",null,null,null,null,null,null,null,null,null,null,null,null,null,null,null,null,null,null,null,null,null,null,null,null,null,null,null,null,null,null,null,null,null,null,null,null,null,null,null,null,null,null,12,21,285,{"$f":"OFFSET(GHA!$D$1,IF($CA$1,BX287,366-BX287),BY287)","v":1308},{"$f":"IF(BZ287=SUMIF(GHA!$AQ$51:$AQ$90,CB286,GHA!$BK$51:$BK$90),CB286+1,CB286)","v":2},1314,{"$f":"SUMIF(GHA!$AQ$51:$AQ$90,CB287,GHA!$BJ$51:$BJ$90)","v":1265.3626074583512}]
[287,"2009-10-14",3,"Wednesday",1073,1036,1062,1057,1090,1127,1064,1076,1108,1103,1104,1117,1115,1110,1135,1145,1144,1167,1293.5,1323.9,1231,1219,1186,1063,27149.4,1308.21159415794,"s3","d1","s3d1",null,null,null,null,null,null,null,null,null,null,null,null,null,null,null,null,null,null,null,null,null,null,null,null,null,null,null,null,null,null,null,null,null,null,null,null,null,null,null,null,null,null,12,22,286,{"$f":"OFFSET(GHA!$D$1,IF($CA$1,BX288,366-BX288),BY288)","v":1252},{"$f":"IF(BZ288=SUMIF(GHA!$AQ$51:$AQ$90,CB287,GHA!$BK$51:$BK$90),CB287+1,CB287)","v":2},1314,{"$f":"SUMIF(GHA!$AQ$51:$AQ$90,CB288,GHA!$BJ$51:$BJ$90)","v":1265.3626074583512}]
[288,"2009-10-15",4,"Thursday",1045,1014,977,969,1031,1084,1029,1057,1105,1084,1122,1090,1090,1118,1121,1128,1129,1179.9000000000001,1311.7,1311.8,1301.7,1229.8,1160,1095,26782.9,1308.5604347421461,"s3","d1","s3d1",null,null,null,null,null,null,null,null,null,null,null,null,null,null,null,null,null,null,null,null,null,null,null,null,null,null,null,null,null,null,null,null,null,null,null,null,null,null,null,null,null,null,12,23,287,{"$f":"OFFSET(GHA!$D$1,IF($CA$1,BX289,366-BX289),BY289)","v":1178},{"$f":"IF(BZ289=SUMIF(GHA!$AQ$51:$AQ$90,CB288,GHA!$BK$51:$BK$90),CB288+1,CB288)","v":2},1314,{"$f":"SUMIF(GHA!$AQ$51:$AQ$90,CB289,GHA!$BJ$51:$BJ$90)","v":1265.3626074583512}]
[289,"2009-10-16",5,"Friday",1084,1017,1002,965,1027,1092,1022,1065,1136,1103,1099,1072,1181,1153,1261,1265,1252.3,1242.9000000000001,1385.2,1362.9,1347.2,1303.0999999999999,1198.0999999999999,1204,27839.7,1316.2243912679314,"s3","d1","s3d1",null,null,null,null,null,null,null,null,null,null,null,null,null,null,null,null,null,null,null,null,null,null,null,null,null,null,null,null,null,null,null,null,null,null,null,null,null,null,null,null,null,null,12,24,288,{"$f":"OFFSET(GHA!$D$1,IF($CA$1,BX290,366-BX290),BY290)","v":1081},{"$f":"IF(BZ290=SUMIF(GHA!$AQ$51:$AQ$90,CB289,GHA!$BK$51:$BK$90),CB289+1,CB289)","v":2},1314,{"$f":"SUMIF(GHA!$AQ$51:$AQ$90,CB290,GHA!$BJ$51:$BJ$90)","v":1265.3626074583512}]
[290,"2009-10-17",6,"Saturday",1111,1066,963,1024,1058,1041,992,1011,974,879,942,961,971,981,1017,1015,1012,1158.2,1322.6,1317.4,1322,1222,1215,1150,25725.200000000001,1316.8619521411383,"s3","d1","s3d1",null,null,null,null,null,null,null,null,null,null,null,null,null,null,null,null,null,null,null,null,null,null,null,null,null,null,null,null,null,null,null,null,null,null,null,null,null,null,null,null,null,null,13,1,289,{"$f":"OFFSET(GHA!$D$1,IF($CA$1,BX291,366-BX291),BY291)","v":1089},{"$f":"IF(BZ291=SUMIF(GHA!$AQ$51:$AQ$90,CB290,GHA!$BK$51:$BK$90),CB290+1,CB290)","v":2},1314,{"$f":"SUMIF(GHA!$AQ$51:$AQ$90,CB291,GHA!$BJ$51:$BJ$90)","v":1265.3626074583512}]
[291,"2009-10-18",7,"Sunday",1065,1043,1034,1016,1020,986,952,969,906,889,648,32,86,59,59,59,311,609,748,565,639,735,735,750,15915,1259.9757569270246,"s3","d1","s3d1",null,null,null,null,null,null,null,null,null,null,null,null,null,null,null,null,null,null,null,null,null,null,null,null,null,null,null,null,null,null,null,null,null,null,null,null,null,null,null,null,null,null,13,2,290,{"$f":"OFFSET(GHA!$D$1,IF($CA$1,BX292,366-BX292),BY292)","v":1071},{"$f":"IF(BZ292=SUMIF(GHA!$AQ$51:$AQ$90,CB291,GHA!$BK$51:$BK$90),CB291+1,CB291)","v":2},1314,{"$f":"SUMIF(GHA!$AQ$51:$AQ$90,CB292,GHA!$BJ$51:$BJ$90)","v":1265.3626074583512}]
[292,"2009-10-19",1,"Monday",815,894,918,950,1021,1034,1052,1081,1154,1172,1162,1198,1178,1195,1213,1168,1157,1279.3,1324.5,1352.7,1327.7,1273.0999999999999,1184,1113,27216.3,1266.4281812343222,"s3","d1","s3d1",null,null,null,null,null,null,null,null,null,null,null,null,null,null,null,null,null,null,null,null,null,null,null,null,null,null,null,null,null,null,null,null,null,null,null,null,null,null,null,null,null,null,13,3,291,{"$f":"OFFSET(GHA!$D$1,IF($CA$1,BX293,366-BX293),BY293)","v":1029},{"$f":"IF(BZ293=SUMIF(GHA!$AQ$51:$AQ$90,CB292,GHA!$BK$51:$BK$90),CB292+1,CB292)","v":2},1314,{"$f":"SUMIF(GHA!$AQ$51:$AQ$90,CB293,GHA!$BJ$51:$BJ$90)","v":1265.3626074583512}]
[293,"2009-10-20",2,"Tuesday",1081,1063,1052,1061,1044,1132,1054,1107,1121,1139,1153,1173,1108,1157,1155,1139,1134,1207,1320.2,1368.8,1347,1284.9000000000001,1190,1118,27708.9,1271.8053631108901,"s3","d1","s3d1",null,null,null,null,null,null,null,null,null,null,null,null,null,null,null,null,null,null,null,null,null,null,null,null,null,null,null,null,null,null,null,null,null,null,null,null,null,null,null,null,null,null,13,4,292,{"$f":"OFFSET(GHA!$D$1,IF($CA$1,BX294,366-BX294),BY294)","v":1027},{"$f":"IF(BZ294=SUMIF(GHA!$AQ$51:$AQ$90,CB293,GHA!$BK$51:$BK$90),CB293+1,CB293)","v":2},1314,{"$f":"SUMIF(GHA!$AQ$51:$AQ$90,CB294,GHA!$BJ$51:$BJ$90)","v":1265.3626074583512}]
[294,"2009-10-21",3,"Wednesday",1081,1070,1076,1057,1078,1141,1097,1092,1160,1187,1181,1181,1138,1157,1183,1181,1180,1206,1324.6,1342.1,1320.8,1289.3,1198,1100,28020.799999999996,1277.0848267998012,"s3","d1","s3d1",null,null,null,null,null,null,null,null,null,null,null,null,null,null,null,null,null,null,null,null,null,null,null,null,null,null,null,null,null,null,null,null,null,null,null,null,null,null,null,null,null,null,13,5,293,{"$f":"OFFSET(GHA!$D$1,IF($CA$1,BX295,366-BX295),BY295)","v":1066},{"$f":"IF(BZ295=SUMIF(GHA!$AQ$51:$AQ$90,CB294,GHA!$BK$51:$BK$90),CB294+1,CB294)","v":2},1313.3,{"$f":"SUMIF(GHA!$AQ$51:$AQ$90,CB295,GHA!$BJ$51:$BJ$90)","v":1265.3626074583512}]
[295,"2009-10-22",4,"Thursday",1064,1071,1016,1030,1072,1115,1065,1140,1143,1160,1172,1172,1156,1165,1164,1190,1160,1262,1399,1398,1340,1292,1171,1130,28047,1289.2763441198213,"s3","d1","s3d1",null,null,null,null,null,null,null,null,null,null,null,null,null,null,null,null,null,null,null,null,null,null,null,null,null,null,null,null,null,null,null,null,null,null,null,null,null,null,null,null,null,null,13,6,294,{"$f":"OFFSET(GHA!$D$1,IF($CA$1,BX296,366-BX296),BY296)","v":1092},{"$f":"IF(BZ296=SUMIF(GHA!$AQ$51:$AQ$90,CB295,GHA!$BK$51:$BK$90),CB295+1,CB295)","v":2},1313,{"$f":"SUMIF(GHA!$AQ$51:$AQ$90,CB296,GHA!$BJ$51:$BJ$90)","v":1265.3626074583512}]
[296,"2009-10-23",5,"Friday",1102,1039,1019,1038,1081,1099,1027,1096,1143,1146,1125,1153,1130,1132,1164,1197,1165,1212.2,1346.8,1407.4,1331.1,1297.5,1213,1162,27826,1295.0287097078392,"s3","d1","s3d1",null,null,null,null,null,null,null,null,null,null,null,null,null,null,null,null,null,null,null,null,null,null,null,null,null,null,null,null,null,null,null,null,null,null,null,null,null,null,null,null,null,null,13,7,295,{"$f":"OFFSET(GHA!$D$1,IF($CA$1,BX297,366-BX297),BY297)","v":1045},{"$f":"IF(BZ297=SUMIF(GHA!$AQ$51:$AQ$90,CB296,GHA!$BK$51:$BK$90),CB296+1,CB296)","v":2},1313,{"$f":"SUMIF(GHA!$AQ$51:$AQ$90,CB297,GHA!$BJ$51:$BJ$90)","v":1265.3626074583512}]
[297,"2009-10-24",6,"Saturday",1100,1094,1051,1080,1087,1086,1003,1045,1026,1036,1054,1054,1052,1046,1027,1042,1007,1191,1324,1321,1321.2,1246.8,1163,1101,26558,1297.9258387370553,"s3","d1","s3d1",null,null,null,null,null,null,null,null,null,null,null,null,null,null,null,null,null,null,null,null,null,null,null,null,null,null,null,null,null,null,null,null,null,null,null,null,null,null,null,null,null,null,13,8,296,{"$f":"OFFSET(GHA!$D$1,IF($CA$1,BX298,366-BX298),BY298)","v":1042},{"$f":"IF(BZ298=SUMIF(GHA!$AQ$51:$AQ$90,CB297,GHA!$BK$51:$BK$90),CB297+1,CB297)","v":2},1312.6,{"$f":"SUMIF(GHA!$AQ$51:$AQ$90,CB298,GHA!$BJ$51:$BJ$90)","v":1265.3626074583512}]
[298,"2009-10-25",7,"Sunday",1025,990,970,973,983,976,988,978,954,931,943,924,944,966,1000,1008,908,1112.7,1249.2,1233.5999999999999,1238,1182,1092,1032,24600.5,1293.0532548633498,"s3","d1","s3d1",null,null,null,null,null,null,null,null,null,null,null,null,null,null,null,null,null,null,null,null,null,null,null,null,null,null,null,null,null,null,null,null,null,null,null,null,null,null,null,null,null,null,13,9,297,{"$f":"OFFSET(GHA!$D$1,IF($CA$1,BX299,366-BX299),BY299)","v":1092},{"$f":"IF(BZ299=SUMIF(GHA!$AQ$51:$AQ$90,CB298,GHA!$BK$51:$BK$90),CB298+1,CB298)","v":2},1312.4,{"$f":"SUMIF(GHA!$AQ$51:$AQ$90,CB299,GHA!$BJ$51:$BJ$90)","v":1265.3626074583512}]
[299,"2009-10-26",1,"Monday",1010,968,957,967,1019,1044,1028,1092,1135,1167.4000000000001,1169.4000000000001,1165.5,1123.9000000000001,1127.8,1177,1200,1166,1133,1247,1252,1240,1209,1134,1096,26828,1288.4479293770148,"s3","d1","s3d1",null,null,null,null,null,null,null,null,null,null,null,null,null,null,null,null,null,null,null,null,null,null,null,null,null,null,null,null,null,null,null,null,null,null,null,null,null,null,null,null,null,null,13,10,298,{"$f":"OFFSET(GHA!$D$1,IF($CA$1,BX300,366-BX300),BY300)","v":1045},{"$f":"IF(BZ300=SUMIF(GHA!$AQ$51:$AQ$90,CB299,GHA!$BK$51:$BK$90),CB299+1,CB299)","v":2},1312.3,{"$f":"SUMIF(GHA!$AQ$51:$AQ$90,CB300,GHA!$BJ$51:$BJ$90)","v":1265.3626074583512}]
[300,"2009-10-27",2,"Tuesday",1086,1063,1048,1043,1080,1004,1054,1119,1082,1169,1112,1125,1138,1173,1174,1180,1169,1224,1312,1259,1348,1303,1218,1137,27620,1290.8031364393134,"s3","d1","s3d1",null,null,null,null,null,null,null,null,null,null,null,null,null,null,null,null,null,null,null,null,null,null,null,null,null,null,null,null,null,null,null,null,null,null,null,null,null,null,null,null,null,null,13,11,299,{"$f":"OFFSET(GHA!$D$1,IF($CA$1,BX301,366-BX301),BY301)","v":1080},{"$f":"IF(BZ301=SUMIF(GHA!$AQ$51:$AQ$90,CB300,GHA!$BK$51:$BK$90),CB300+1,CB300)","v":2},1312,{"$f":"SUMIF(GHA!$AQ$51:$AQ$90,CB301,GHA!$BJ$51:$BJ$90)","v":1265.3626074583512}]
[301,"2009-10-28",3,"Wednesday",1109,1092,1064,1065,1107,1120,1061,1097,1113,1130,1151,1140,1146,1170,1147,1168,1175,1246,1324,1319,1305,1268,1207,1179,27903,1294.1228227953823,"s3","d1","s3d1",null,null,null,null,null,null,null,null,null,null,null,null,null,null,null,null,null,null,null,null,null,null,null,null,null,null,null,null,null,null,null,null,null,null,null,null,null,null,null,null,null,null,13,12,300,{"$f":"OFFSET(GHA!$D$1,IF($CA$1,BX302,366-BX302),BY302)","v":1102},{"$f":"IF(BZ302=SUMIF(GHA!$AQ$51:$AQ$90,CB301,GHA!$BK$51:$BK$90),CB301+1,CB301)","v":2},1312,{"$f":"SUMIF(GHA!$AQ$51:$AQ$90,CB302,GHA!$BJ$51:$BJ$90)","v":1265.3626074583512}]
[302,"2009-10-29",4,"Thursday",1087,1071,1053,1059,1088,1110,1045,1073,1158,1198,1033,1098,1082,1099,1144,1132,1099,1030,1308,1322,1301,1275,1172,1156,27193,1295.510540515844,"s3","d1","s3d1",null,null,null,null,null,null,null,null,null,null,null,null,null,null,null,null,null,null,null,null,null,null,null,null,null,null,null,null,null,null,null,null,null,null,null,null,null,null,null,null,null,null,13,13,301,{"$f":"OFFSET(GHA!$D$1,IF($CA$1,BX303,366-BX303),BY303)","v":1085},{"$f":"IF(BZ303=SUMIF(GHA!$AQ$51:$AQ$90,CB302,GHA!$BK$51:$BK$90),CB302+1,CB302)","v":2},1312,{"$f":"SUMIF(GHA!$AQ$51:$AQ$90,CB303,GHA!$BJ$51:$BJ$90)","v":1265.3626074583512}]
[303,"2009-10-30",5,"Friday",1083,1043,1034,1017,1046,1115,1123,1109,1173,1163,1168.0999999999999,1191,1180,1169,1191,1138,1153,1218,1303,1328,1336,1312,1203,1144,27940.1,1296.2594864642597,"s3","d1","s3d1",null,null,null,null,null,null,null,null,null,null,null,null,null,null,null,null,null,null,null,null,null,null,null,null,null,null,null,null,null,null,null,null,null,null,null,null,null,null,null,null,null,null,13,14,302,{"$f":"OFFSET(GHA!$D$1,IF($CA$1,BX304,366-BX304),BY304)","v":943},{"$f":"IF(BZ304=SUMIF(GHA!$AQ$51:$AQ$90,CB303,GHA!$BK$51:$BK$90),CB303+1,CB303)","v":2},1312,{"$f":"SUMIF(GHA!$AQ$51:$AQ$90,CB304,GHA!$BJ$51:$BJ$90)","v":1265.3626074583512}]
[304,"2009-10-31",6,"Saturday",1091,1103,1071,1075,1072,1040,985,1001,1031,1042,1053,1047,1062,1059,1058,1067,1056,1139,1335,1342,1013,1281,1209,1137,26369,1300.1335378178337,"s3","d1","s3d1",null,null,null,null,null,null,null,null,null,null,null,null,null,null,null,null,null,null,null,null,null,null,null,null,null,null,null,null,null,null,null,null,null,null,null,null,null,null,null,null,null,null,13,15,303,{"$f":"OFFSET(GHA!$D$1,IF($CA$1,BX305,366-BX305),BY305)","v":1068},{"$f":"IF(BZ305=SUMIF(GHA!$AQ$51:$AQ$90,CB304,GHA!$BK$51:$BK$90),CB304+1,CB304)","v":2},1312,{"$f":"SUMIF(GHA!$AQ$51:$AQ$90,CB305,GHA!$BJ$51:$BJ$90)","v":1265.3626074583512}]
[305,"2009-11-01",7,"Sunday",1077,1080,1047,1056,1059,1006,1000,968,967,885,929,942,961,994,934,979,968,1162,1238,1285,1260,1223,1125,1062,25207,1293.9201840360504,"s3","d1","s3d1",null,null,null,null,null,null,null,null,null,null,null,null,null,null,null,null,null,null,null,null,null,null,null,null,null,null,null,null,null,null,null,null,null,null,null,null,null,null,null,null,null,null,13,16,304,{"$f":"OFFSET(GHA!$D$1,IF($CA$1,BX306,366-BX306),BY306)","v":1090},{"$f":"IF(BZ306=SUMIF(GHA!$AQ$51:$AQ$90,CB305,GHA!$BK$51:$BK$90),CB305+1,CB305)","v":2},1312,{"$f":"SUMIF(GHA!$AQ$51:$AQ$90,CB306,GHA!$BJ$51:$BJ$90)","v":1265.3626074583512}]
[306,"2009-11-02",1,"Monday",1024,998,998,979,1011,1062,997,1070,1134,1181,1198,1204,1203,1197,1207,1207,1117,1147,1258,1314,1311,1239,1160,1137,27353,1290.3281656324452,"s3","d1","s3d1",null,null,null,null,null,null,null,null,null,null,null,null,null,null,null,null,null,null,null,null,null,null,null,null,null,null,null,null,null,null,null,null,null,null,null,null,null,null,null,null,null,null,13,17,305,{"$f":"OFFSET(GHA!$D$1,IF($CA$1,BX307,366-BX307),BY307)","v":1055},{"$f":"IF(BZ307=SUMIF(GHA!$AQ$51:$AQ$90,CB306,GHA!$BK$51:$BK$90),CB306+1,CB306)","v":2},1312,{"$f":"SUMIF(GHA!$AQ$51:$AQ$90,CB307,GHA!$BJ$51:$BJ$90)","v":1265.3626074583512}]
[307,"2009-11-03",2,"Tuesday",1086,1055,1057,1046,1067,1059,1018,1075,1139,1174,1183,1186,1180,1178,1162,863,1050,1042,1086,1093,1105,1121,1079,1081,26185,1269.8953490692006,"s3","d1","s3d1",null,null,null,null,null,null,null,null,null,null,null,null,null,null,null,null,null,null,null,null,null,null,null,null,null,null,null,null,null,null,null,null,null,null,null,null,null,null,null,null,null,null,13,18,306,{"$f":"OFFSET(GHA!$D$1,IF($CA$1,BX308,366-BX308),BY308)","v":1085},{"$f":"IF(BZ308=SUMIF(GHA!$AQ$51:$AQ$90,CB307,GHA!$BK$51:$BK$90),CB307+1,CB307)","v":2},1311.8,{"$f":"SUMIF(GHA!$AQ$51:$AQ$90,CB308,GHA!$BJ$51:$BJ$90)","v":1265.3626074583512}]
[308,"2009-11-04",3,"Wednesday",1027,1017,1026,1000,1039,1067,1013,1050,1107,1147,1162,1164,1180,1175,1126,1183,1193,1229,1311,1312,1308,1241,1213,1117,27407,1274.0058141622806,"s3","d1","s3d1",null,null,null,null,null,null,null,null,null,null,null,null,null,null,null,null,null,null,null,null,null,null,null,null,null,null,null,null,null,null,null,null,null,null,null,null,null,null,null,null,null,null,13,19,307,{"$f":"OFFSET(GHA!$D$1,IF($CA$1,BX309,366-BX309),BY309)","v":1304},{"$f":"IF(BZ309=SUMIF(GHA!$AQ$51:$AQ$90,CB308,GHA!$BK$51:$BK$90),CB308+1,CB308)","v":2},1311.7,{"$f":"SUMIF(GHA!$AQ$51:$AQ$90,CB309,GHA!$BJ$51:$BJ$90)","v":1265.3626074583512}]
[309,"2009-11-05",4,"Thursday",1069,1082,1050,1063,1091,1099,1053,1110,1148,1174,1168,1158,1148,1195,1211,1056,1147,1248,1322,1340,1334,1303,1253,1162,27984,1278.8052327460525,"s3","d1","s3d1",null,null,null,null,null,null,null,null,null,null,null,null,null,null,null,null,null,null,null,null,null,null,null,null,null,null,null,null,null,null,null,null,null,null,null,null,null,null,null,null,null,null,13,20,308,{"$f":"OFFSET(GHA!$D$1,IF($CA$1,BX310,366-BX310),BY310)","v":1315},{"$f":"IF(BZ310=SUMIF(GHA!$AQ$51:$AQ$90,CB309,GHA!$BK$51:$BK$90),CB309+1,CB309)","v":2},1311.5,{"$f":"SUMIF(GHA!$AQ$51:$AQ$90,CB310,GHA!$BJ$51:$BJ$90)","v":1265.3626074583512}]
[310,"2009-11-06",5,"Friday",1120,1104,1077,1073,1104,1111,1015,632,991,1028,1107,1156,1103,1138,1204,1137,1049,1221,1296.5999999999999,1326.4,1308.9000000000001,1298.7,1212,1161,26973.600000000002,1280.5847094714475,"s3","d1","s3d1",null,null,null,null,null,null,null,null,null,null,null,null,null,null,null,null,null,null,null,null,null,null,null,null,null,null,null,null,null,null,null,null,null,null,null,null,null,null,null,null,null,null,13,21,309,{"$f":"OFFSET(GHA!$D$1,IF($CA$1,BX311,366-BX311),BY311)","v":1308},{"$f":"IF(BZ311=SUMIF(GHA!$AQ$51:$AQ$90,CB310,GHA!$BK$51:$BK$90),CB310+1,CB310)","v":2},1311.2,{"$f":"SUMIF(GHA!$AQ$51:$AQ$90,CB311,GHA!$BJ$51:$BJ$90)","v":1265.3626074583512}]
[311,"2009-11-07",6,"Saturday",1100,1077,1079,1048,1079,1026,1012,983,1013,1046,1054,1057,1047,1031,1030,1017,1037,1150,1259.2,1280.5,1280.2,1241.7,1180,1120,26247.600000000002,1278.4462385243028,"s3","d1","s3d1",null,null,null,null,null,null,null,null,null,null,null,null,null,null,null,null,null,null,null,null,null,null,null,null,null,null,null,null,null,null,null,null,null,null,null,null,null,null,null,null,null,null,13,22,310,{"$f":"OFFSET(GHA!$D$1,IF($CA$1,BX312,366-BX312),BY312)","v":1283},{"$f":"IF(BZ312=SUMIF(GHA!$AQ$51:$AQ$90,CB311,GHA!$BK$51:$BK$90),CB311+1,CB311)","v":2},1311.2,{"$f":"SUMIF(GHA!$AQ$51:$AQ$90,CB312,GHA!$BJ$51:$BJ$90)","v":1265.3626074583512}]
[312,"2009-11-08",7,"Sunday",1072,1046,1024,1034,1048,1008,983,920,963,939,955,962,957,952,981,997,1025,1158,1280,1295,1272,1047,1109,1055,25082,1278.6016146718725,"s3","d1","s3d1",null,null,null,null,null,null,null,null,null,null,null,null,null,null,null,null,null,null,null,null,null,null,null,null,null,null,null,null,null,null,null,null,null,null,null,null,null,null,null,null,null,null,13,23,311,{"$f":"OFFSET(GHA!$D$1,IF($CA$1,BX313,366-BX313),BY313)","v":1215},{"$f":"IF(BZ313=SUMIF(GHA!$AQ$51:$AQ$90,CB312,GHA!$BK$51:$BK$90),CB312+1,CB312)","v":2},1311,{"$f":"SUMIF(GHA!$AQ$51:$AQ$90,CB313,GHA!$BJ$51:$BJ$90)","v":1265.3626074583512}]
[313,"2009-11-09",1,"Monday",1019,1007,1014,1008,1034,1091,1028,1083,1132,1198,1209,1233,1220,1204,1245,1246,1228,1289,1363,1382,1377,1323,1213,1140,28286,1287.0414532046852,"s3","d1","s3d1",null,null,null,null,null,null,null,null,null,null,null,null,null,null,null,null,null,null,null,null,null,null,null,null,null,null,null,null,null,null,null,null,null,null,null,null,null,null,null,null,null,null,13,24,312,{"$f":"OFFSET(GHA!$D$1,IF($CA$1,BX314,366-BX314),BY314)","v":1129},{"$f":"IF(BZ314=SUMIF(GHA!$AQ$51:$AQ$90,CB313,GHA!$BK$51:$BK$90),CB313+1,CB313)","v":2},1311,{"$f":"SUMIF(GHA!$AQ$51:$AQ$90,CB314,GHA!$BJ$51:$BJ$90)","v":1265.3626074583512}]
[314,"2009-11-10",2,"Tuesday",1123,1094,1063,1068,1135,1109,1051,1072,1179,1195,1213,1206,1221,1217,1211,1197,1162,1286,1345,1361,1357,1332,1251,1160,28608,1292.8373078842167,"s3","d1","s3d1",null,null,null,null,null,null,null,null,null,null,null,null,null,null,null,null,null,null,null,null,null,null,null,null,null,null,null,null,null,null,null,null,null,null,null,null,null,null,null,null,null,null,14,1,313,{"$f":"OFFSET(GHA!$D$1,IF($CA$1,BX315,366-BX315),BY315)","v":1093},{"$f":"IF(BZ315=SUMIF(GHA!$AQ$51:$AQ$90,CB314,GHA!$BK$51:$BK$90),CB314+1,CB314)","v":2},1311,{"$f":"SUMIF(GHA!$AQ$51:$AQ$90,CB315,GHA!$BJ$51:$BJ$90)","v":1265.3626074583512}]
[315,"2009-11-11",3,"Wednesday",1122,1072,1096,1084,1112,1112,1072,1109,1155,1212,1225,1217,1211,1202,1211,1236,1217,1278,1338.3,1364,1340,1295,1213,1189,28682.3,1297.3835770957949,"s3","d1","s3d1",null,null,null,null,null,null,null,null,null,null,null,null,null,null,null,null,null,null,null,null,null,null,null,null,null,null,null,null,null,null,null,null,null,null,null,null,null,null,null,null,null,null,14,2,314,{"$f":"OFFSET(GHA!$D$1,IF($CA$1,BX316,366-BX316),BY316)","v":1055},{"$f":"IF(BZ316=SUMIF(GHA!$AQ$51:$AQ$90,CB315,GHA!$BK$51:$BK$90),CB315+1,CB315)","v":2},1311,{"$f":"SUMIF(GHA!$AQ$51:$AQ$90,CB316,GHA!$BJ$51:$BJ$90)","v":1265.3626074583512}]
[316,"2009-11-12",4,"Thursday",1093,1083,1063,1061,1104,1146,1058,1101,1154,1188,1095,1088,1108,1169,1183,1209,1188,1284,1364,1323,1305,1271,1183,1155,27976,1304.0452193862154,"s3","d1","s3d1",null,null,null,null,null,null,null,null,null,null,null,null,null,null,null,null,null,null,null,null,null,null,null,null,null,null,null,null,null,null,null,null,null,null,null,null,null,null,null,null,null,null,14,3,315,{"$f":"OFFSET(GHA!$D$1,IF($CA$1,BX317,366-BX317),BY317)","v":1068},{"$f":"IF(BZ317=SUMIF(GHA!$AQ$51:$AQ$90,CB316,GHA!$BK$51:$BK$90),CB316+1,CB316)","v":2},1310,{"$f":"SUMIF(GHA!$AQ$51:$AQ$90,CB317,GHA!$BJ$51:$BJ$90)","v":1265.3626074583512}]
[317,"2009-11-13",5,"Friday",1116,1097,1109,1097,1101,1132,965,1121,1191,1202,1217,1153,1166,1026,1136,1179,1145,1124,1324,1361,1358,1323,1216,1176,28035,1306.0406974475941,"s3","d1","s3d1",null,null,null,null,null,null,null,null,null,null,null,null,null,null,null,null,null,null,null,null,null,null,null,null,null,null,null,null,null,null,null,null,null,null,null,null,null,null,null,null,null,null,14,4,316,{"$f":"OFFSET(GHA!$D$1,IF($CA$1,BX318,366-BX318),BY318)","v":1032},{"$f":"IF(BZ318=SUMIF(GHA!$AQ$51:$AQ$90,CB317,GHA!$BK$51:$BK$90),CB317+1,CB317)","v":2},1310,{"$f":"SUMIF(GHA!$AQ$51:$AQ$90,CB318,GHA!$BJ$51:$BJ$90)","v":1265.3626074583512}]
[318,"2009-11-14",6,"Saturday",1149,1128,1115,1096,1085,1057,1043,1059,1059,974,972,997,981,1004,1000,968,989,1155,1310,1338,1335,1291,1235,1097,26437,1306.4366277028348,"s3","d1","s3d1",null,null,null,null,null,null,null,null,null,null,null,null,null,null,null,null,null,null,null,null,null,null,null,null,null,null,null,null,null,null,null,null,null,null,null,null,null,null,null,null,null,null,14,5,317,{"$f":"OFFSET(GHA!$D$1,IF($CA$1,BX319,366-BX319),BY319)","v":1049},{"$f":"IF(BZ319=SUMIF(GHA!$AQ$51:$AQ$90,CB318,GHA!$BK$51:$BK$90),CB318+1,CB318)","v":2},1310,{"$f":"SUMIF(GHA!$AQ$51:$AQ$90,CB319,GHA!$BJ$51:$BJ$90)","v":1265.3626074583512}]
[319,"2009-11-15",7,"Sunday",1212,1193,1185,1194,1186,1040,963,963,954,888,917,954,982,996,1070,1010,1016,1157,1281,1300,1229,1202,1118,1093,26103,1303.8929649325512,"s3","d1","s3d1",null,null,null,null,null,null,null,null,null,null,null,null,null,null,null,null,null,null,null,null,null,null,null,null,null,null,null,null,null,null,null,null,null,null,null,null,null,null,null,null,null,null,14,6,318,{"$f":"OFFSET(GHA!$D$1,IF($CA$1,BX320,366-BX320),BY320)","v":1083},{"$f":"IF(BZ320=SUMIF(GHA!$AQ$51:$AQ$90,CB319,GHA!$BK$51:$BK$90),CB319+1,CB319)","v":2},1310,{"$f":"SUMIF(GHA!$AQ$51:$AQ$90,CB320,GHA!$BJ$51:$BJ$90)","v":1265.3626074583512}]
[320,"2009-11-16",1,"Monday",1006,1009,1000,984,1055,1070,1034,1080,1150,1193,1207,1183,1206,1208,1219,1229,1200,1296,1370,1391,1349,1303,1245,1162,28149,1310.503668439296,"s3","d1","s3d1",null,null,null,null,null,null,null,null,null,null,null,null,null,null,null,null,null,null,null,null,null,null,null,null,null,null,null,null,null,null,null,null,null,null,null,null,null,null,null,null,null,null,14,7,319,{"$f":"OFFSET(GHA!$D$1,IF($CA$1,BX321,366-BX321),BY321)","v":1051},{"$f":"IF(BZ321=SUMIF(GHA!$AQ$51:$AQ$90,CB320,GHA!$BK$51:$BK$90),CB320+1,CB320)","v":2},1310,{"$f":"SUMIF(GHA!$AQ$51:$AQ$90,CB321,GHA!$BJ$51:$BJ$90)","v":1265.3626074583512}]
[321,"2009-11-17",2,{"$f":"VLOOKUP(C322,weekdays,2,FALSE)","v":"Tuesday"},1166,1123,1115,1102,1140,1134,1058,1085,1131,1141,1170,1178,1032,1194,1210,1209,1194,1296,1376,1369,1337,1301,1234,1155,{"$f":"SUM(E322:AB322)","v":28450},1317.0533015953663,"s3","d1","s3d1",null,null,null,null,null,null,null,null,null,null,null,null,null,null,null,null,null,null,null,null,null,null,null,null,null,null,null,null,null,null,null,null,null,null,null,null,null,null,null,null,null,null,14,8,320,{"$f":"OFFSET(GHA!$D$1,IF($CA$1,BX322,366-BX322),BY322)","v":1056},{"$f":"IF(BZ322=SUMIF(GHA!$AQ$51:$AQ$90,CB321,GHA!$BK$51:$BK$90),CB321+1,CB321)","v":2},1309.8,{"$f":"SUMIF(GHA!$AQ$51:$AQ$90,CB322,GHA!$BJ$51:$BJ$90)","v":1265.3626074583512}]
[322,"2009-11-18",{"$f":"WEEKDAY(B323,2)","v":3},"Wednesday",1132,1112,1088,1088,1123,1147,1080,1110,1195,1110,1199,1212,1196,1225,1239,1257,1224,1302,1297,1387,1352,1345,1263,1194,28877,1315.0479714358298,{"$f":"IF(AND(A323>$AJ$6,A323<$AJ$7),\"s2\",IF(A323<=$AJ$6,\"s1\",\"s3\"))","v":"s3"},"d1",{"$f":"AE323&AF323","v":"s3d1"},null,null,null,null,null,null,null,null,null,null,null,null,null,null,null,null,null,null,null,null,null,null,null,null,null,null,null,null,null,null,null,null,null,null,null,null,null,null,null,null,null,null,{"$f":"ROUNDDOWN((BZ323-1)/24,0)+1","v":14},9,321,{"$f":"OFFSET(GHA!$D$1,IF($CA$1,BX323,366-BX323),BY323)","v":1112},{"$f":"IF(BZ323=SUMIF(GHA!$AQ$51:$AQ$90,CB322,GHA!$BK$51:$BK$90),CB322+1,CB322)","v":2},1309.8,{"$f":"SUMIF(GHA!$AQ$51:$AQ$90,CB323,GHA!$BJ$51:$BJ$90)","v":1265.3626074583512}]
[{"$f":"A323+1","v":323},"2009-11-19",4,"Thursday",1154,1108,1094,1099,1135,1149,1088,1177,1184,1198,1186,1212,1217,1258,1232,1217,1195,1364,1362,1386,1371,1363,1256,1177,29182,1319.743174292247,"s3","d1","s3d1",null,null,null,null,null,null,null,null,null,null,null,null,null,null,null,null,null,null,null,null,null,null,null,null,null,null,null,null,null,null,null,null,null,null,null,null,null,null,null,null,null,null,14,10,{"$f":"BZ323+1","v":322},{"$f":"OFFSET(GHA!$D$1,IF($CA$1,BX324,366-BX324),BY324)","v":1136},{"$f":"IF(BZ324=SUMIF(GHA!$AQ$51:$AQ$90,CB323,GHA!$BK$51:$BK$90),CB323+1,CB323)","v":2},1309.5999999999999,{"$f":"SUMIF(GHA!$AQ$51:$AQ$90,CB324,GHA!$BJ$51:$BJ$90)","v":1265.3626074583512}]
[324,"2009-11-20",5,"Friday",1156,1119,1137,1127,1151,1141,1082,1133,1197,1211,1218,1228,1205,1233,1229,1256,1222,1277,1382,1403,1369,1339,1266,1186,29267,1325.9688568630224,"s3","d1","s3d1",null,null,null,null,null,null,null,null,null,null,null,null,null,null,null,null,null,null,null,null,null,null,null,null,null,null,null,null,null,null,null,null,null,null,null,null,null,null,null,null,null,null,14,11,323,{"$f":"OFFSET(GHA!$D$1,IF($CA$1,BX325,366-BX325),BY325)","v":1111},{"$f":"IF(BZ325=SUMIF(GHA!$AQ$51:$AQ$90,CB324,GHA!$BK$51:$BK$90),CB324+1,CB324)","v":2},1309,{"$f":"SUMIF(GHA!$AQ$51:$AQ$90,CB325,GHA!$BJ$51:$BJ$90)","v":1265.3626074583512}]
[325,"2009-11-21",6,"Saturday",1165,1107,1118,1114,1125,1068,1037,1023,1048,957,1070,1044,1036,1053,1087,1073,1002,1144,1266,1346,1340,1307,1243,1184,26957,1319.9719711767202,"s3","d1","s3d1",null,null,null,null,null,null,null,null,null,null,null,null,null,null,null,null,null,null,null,null,null,null,null,null,null,null,null,null,null,null,null,null,null,null,null,null,null,null,null,null,null,null,14,12,324,{"$f":"OFFSET(GHA!$D$1,IF($CA$1,BX326,366-BX326),BY326)","v":1053},{"$f":"IF(BZ326=SUMIF(GHA!$AQ$51:$AQ$90,CB325,GHA!$BK$51:$BK$90),CB325+1,CB325)","v":2},1309,{"$f":"SUMIF(GHA!$AQ$51:$AQ$90,CB326,GHA!$BJ$51:$BJ$90)","v":1265.3626074583512}]
[326,"2009-11-22",7,"Sunday",1102,1088,1073,1070,1052,1033,1007,1011,981,955,975,966,980,1025,1051,1067,1051,1203,1331,1278,1279,1223,1161,1095,26057,1321.0747740590482,"s3","d1","s3d1",null,null,null,null,null,null,null,null,null,null,null,null,null,null,null,null,null,null,null,null,null,null,null,null,null,null,null,null,null,null,null,null,null,null,null,null,null,null,null,null,null,null,14,13,325,{"$f":"OFFSET(GHA!$D$1,IF($CA$1,BX327,366-BX327),BY327)","v":1085},{"$f":"IF(BZ327=SUMIF(GHA!$AQ$51:$AQ$90,CB326,GHA!$BK$51:$BK$90),CB326+1,CB326)","v":2},1309,{"$f":"SUMIF(GHA!$AQ$51:$AQ$90,CB327,GHA!$BJ$51:$BJ$90)","v":1265.3626074583512}]
[327,"2009-11-23",1,"Monday",1079,1062,1039,1052,1076,1127,1068,1077,1176,1218,1226,1229,1213,1222,1239,1263.4000000000001,1242.5999999999999,1263.0999999999999,1363.7,1376.7,1359.9,1336.7,1272.9000000000001,1201.4000000000001,28783.400000000005,1325.3372966531433,"s3","d1","s3d1",null,null,null,null,null,null,null,null,null,null,null,null,null,null,null,null,null,null,null,null,null,null,null,null,null,null,null,null,null,null,null,null,null,null,null,null,null,null,null,null,null,null,14,14,326,{"$f":"OFFSET(GHA!$D$1,IF($CA$1,BX328,366-BX328),BY328)","v":1135},{"$f":"IF(BZ328=SUMIF(GHA!$AQ$51:$AQ$90,CB327,GHA!$BK$51:$BK$90),CB327+1,CB327)","v":2},1309,{"$f":"SUMIF(GHA!$AQ$51:$AQ$90,CB328,GHA!$BJ$51:$BJ$90)","v":1265.3626074583512}]
[328,"2009-11-24",2,"Tuesday",1159.3,1137.2,1124.2,1118.4000000000001,1161.3,1187.2,229,414,552,712,837,919,1007,365,396,650,768,968.9,1035.0999999999999,1128.3,1111.0999999999999,1206.7,1143,1143,21472.7,1296.3135669878291,"s3","d1","s3d1",null,null,null,null,null,null,null,null,null,null,null,null,null,null,null,null,null,null,null,null,null,null,null,null,null,null,null,null,null,null,null,null,null,null,null,null,null,null,null,null,null,null,14,15,327,{"$f":"OFFSET(GHA!$D$1,IF($CA$1,BX329,366-BX329),BY329)","v":1130},{"$f":"IF(BZ329=SUMIF(GHA!$AQ$51:$AQ$90,CB328,GHA!$BK$51:$BK$90),CB328+1,CB328)","v":2},1309,{"$f":"SUMIF(GHA!$AQ$51:$AQ$90,CB329,GHA!$BJ$51:$BJ$90)","v":1265.3626074583512}]
[329,"2009-11-25",3,"Wednesday",1119,1091,1091,1075,1110,1133,1075,1084,1159.5,1183.4000000000001,1161.0999999999999,1204.7,1166.5999999999999,1196.9000000000001,1173,1202.7,1178.0999999999999,1271.0999999999999,1361.4,1358.9,1332.7,1311.2,1234,1185.8,28459.100000000002,1302.8222102890463,"s3","d1","s3d1",null,null,null,null,null,null,null,null,null,null,null,null,null,null,null,null,null,null,null,null,null,null,null,null,null,null,null,null,null,null,null,null,null,null,null,null,null,null,null,null,null,null,14,16,328,{"$f":"OFFSET(GHA!$D$1,IF($CA$1,BX330,366-BX330),BY330)","v":1151},{"$f":"IF(BZ330=SUMIF(GHA!$AQ$51:$AQ$90,CB329,GHA!$BK$51:$BK$90),CB329+1,CB329)","v":2},1309,{"$f":"SUMIF(GHA!$AQ$51:$AQ$90,CB330,GHA!$BJ$51:$BJ$90)","v":1265.3626074583512}]
[330,"2009-11-26",4,"Thursday",1144,1134,1106,1106,1125,1146,1074,1114,1181,1163,1216,1216,1210,1208,1198,1209,1203,1251,1409.2,1381.6,1368,1344,1279,1208,28993.8,1313.4599892601418,"s3","d1","s3d1",null,null,null,null,null,null,null,null,null,null,null,null,null,null,null,null,null,null,null,null,null,null,null,null,null,null,null,null,null,null,null,null,null,null,null,null,null,null,null,null,null,null,14,17,329,{"$f":"OFFSET(GHA!$D$1,IF($CA$1,BX331,366-BX331),BY331)","v":1171},{"$f":"IF(BZ331=SUMIF(GHA!$AQ$51:$AQ$90,CB330,GHA!$BK$51:$BK$90),CB330+1,CB330)","v":2},1309,{"$f":"SUMIF(GHA!$AQ$51:$AQ$90,CB331,GHA!$BJ$51:$BJ$90)","v":1265.3626074583512}]
[331,"2009-11-27",5,"Friday",1164,1136,1113,1111,1137,1086,1059,1050,1069,1062,1027,1070,1093,1119,1133,1140,1132,1170,1323,1368,1354,1341,1242,1210,27709,1314.4139903341277,"s3","d1","s3d1",null,null,null,null,null,null,null,null,null,null,null,null,null,null,null,null,null,null,null,null,null,null,null,null,null,null,null,null,null,null,null,null,null,null,null,null,null,null,null,null,null,null,14,18,330,{"$f":"OFFSET(GHA!$D$1,IF($CA$1,BX332,366-BX332),BY332)","v":1142},{"$f":"IF(BZ332=SUMIF(GHA!$AQ$51:$AQ$90,CB331,GHA!$BK$51:$BK$90),CB331+1,CB331)","v":2},1308.9000000000001,{"$f":"SUMIF(GHA!$AQ$51:$AQ$90,CB332,GHA!$BJ$51:$BJ$90)","v":1265.3626074583512}]
[332,"2009-11-28",6,"Saturday",1151,1158,1124,1104,1107,1053,1042,1048,1066,1121.4000000000001,1103,1074.5999999999999,1071.5,1084.4000000000001,1109.3,1103.7,1119.2,1234,1329.1,1360.5,1341.7,1312.6,1351.5,1205.7,27775.200000000001,{"$f":"AD332*(1-$AH$1)+W333*$AH$1","v":1315.8825913007149},"s3","d1","s3d1",null,null,null,null,null,null,null,null,null,null,null,null,null,null,null,null,null,null,null,null,null,null,null,null,null,null,null,null,null,null,null,null,null,null,null,null,null,null,null,null,null,null,14,19,331,{"$f":"OFFSET(GHA!$D$1,IF($CA$1,BX333,366-BX333),BY333)","v":1302},{"$f":"IF(BZ333=SUMIF(GHA!$AQ$51:$AQ$90,CB332,GHA!$BK$51:$BK$90),CB332+1,CB332)","v":2},1308.5999999999999,{"$f":"SUMIF(GHA!$AQ$51:$AQ$90,CB333,GHA!$BJ$51:$BJ$90)","v":1265.3626074583512}]
[333,"2009-11-29",7,"Sunday",1147.5999999999999,1122.3,1112.4000000000001,1109.3,1098.7,1083.8,975.8,1012.8,967,964,983,1001,1002,1038.8,1032,1043,1043,1180,1277.3,1327.4,1322.7,1280.5999999999999,1193.5999999999999,1144.0999999999999,26462.199999999997,1312.0243321706434,"s3","d1","s3d1",null,null,null,null,null,null,null,null,null,null,null,null,null,null,null,null,null,null,null,null,null,null,null,null,null,null,null,null,null,null,null,null,null,null,null,null,null,null,null,null,null,null,14,20,332,{"$f":"OFFSET(GHA!$D$1,IF($CA$1,BX334,366-BX334),BY334)","v":1309},{"$f":"IF(BZ334=SUMIF(GHA!$AQ$51:$AQ$90,CB333,GHA!$BK$51:$BK$90),CB333+1,CB333)","v":2},1308,{"$f":"SUMIF(GHA!$AQ$51:$AQ$90,CB334,GHA!$BJ$51:$BJ$90)","v":1265.3626074583512}]
[334,"2009-11-30",1,"Monday",1089,1109,1066,1050,1079,1117,1074,1108,1170,1207,1215,1214,1202,1266,1106.7,1255.8,1234.0999999999999,1315.7,1376.9,1393.8,1383.4,1342,1263.5999999999999,1222.5999999999999,28860.6,1318.5118989535792,"s3","d1","s3d1",null,null,null,null,null,null,null,null,null,null,null,null,null,null,null,null,null,null,null,null,null,null,null,null,null,null,null,null,null,null,null,null,null,null,null,null,null,null,null,null,null,null,14,21,333,{"$f":"OFFSET(GHA!$D$1,IF($CA$1,BX335,366-BX335),BY335)","v":1316},{"$f":"IF(BZ335=SUMIF(GHA!$AQ$51:$AQ$90,CB334,GHA!$BK$51:$BK$90),CB334+1,CB334)","v":2},1308,{"$f":"SUMIF(GHA!$AQ$51:$AQ$90,CB335,GHA!$BJ$51:$BJ$90)","v":1265.3626074583512}]
[335,"2009-12-01",2,"Tuesday",1160,1149,1124,1111,1120,1165,1108,1135,1193,1203,1213,1216,1215,1171.2,1214.7,1255.5999999999999,1229.0999999999999,1270.9000000000001,1371.9,1378,1363.4,1282,1256.7,1206,29111.500000000004,1323.8507090582214,"s3","d1","s3d1",null,null,null,null,null,null,null,null,null,null,null,null,null,null,null,null,null,null,null,null,null,null,null,null,null,null,null,null,null,null,null,null,null,null,null,null,null,null,null,null,null,null,14,22,334,{"$f":"OFFSET(GHA!$D$1,IF($CA$1,BX336,366-BX336),BY336)","v":1284},{"$f":"IF(BZ336=SUMIF(GHA!$AQ$51:$AQ$90,CB335,GHA!$BK$51:$BK$90),CB335+1,CB335)","v":2},1308,{"$f":"SUMIF(GHA!$AQ$51:$AQ$90,CB336,GHA!$BJ$51:$BJ$90)","v":1265.3626074583512}]
[336,"2009-12-02",3,"Wednesday",1107,1111.4000000000001,1117.4000000000001,1121.4000000000001,1153.5999999999999,1167,1124,1155,1211,1210,1216,1202,1156,1119,1215,1198,1210,1301,1362.7,1397.3,1391.3,1326,1309.8,1233.3,29115.200000000001,1327.7356381523991,"s3","d1","s3d1",null,null,null,null,null,null,null,null,null,null,null,null,null,null,null,null,null,null,null,null,null,null,null,null,null,null,null,null,null,null,null,null,null,null,null,null,null,null,null,null,null,null,14,23,335,{"$f":"OFFSET(GHA!$D$1,IF($CA$1,BX337,366-BX337),BY337)","v":1228},{"$f":"IF(BZ337=SUMIF(GHA!$AQ$51:$AQ$90,CB336,GHA!$BK$51:$BK$90),CB336+1,CB336)","v":2},1308,{"$f":"SUMIF(GHA!$AQ$51:$AQ$90,CB337,GHA!$BJ$51:$BJ$90)","v":1265.3626074583512}]
[337,"2009-12-03",4,"Thursday",1190,1183,1178,1162,1200,1228,1187,1053,1237,1233,1230,1087,1238,1140,1193,1148,1215,1262,1403.5,1394.2,1404.7,1375.6,1266,1177,29385,1335.3120743371592,"s3","d1","s3d1",null,null,null,null,null,null,null,null,null,null,null,null,null,null,null,null,null,null,null,null,null,null,null,null,null,null,null,null,null,null,null,null,null,null,null,null,null,null,null,null,null,null,14,24,336,{"$f":"OFFSET(GHA!$D$1,IF($CA$1,BX338,366-BX338),BY338)","v":1135},{"$f":"IF(BZ338=SUMIF(GHA!$AQ$51:$AQ$90,CB337,GHA!$BK$51:$BK$90),CB337+1,CB337)","v":2},1308,{"$f":"SUMIF(GHA!$AQ$51:$AQ$90,CB338,GHA!$BJ$51:$BJ$90)","v":1265.3626074583512}]
[338,"2009-12-04",5,"Friday",1177,1155,1143,1155,1165,1155,1086,1115,1144,1155,1178,1102,1106,1106,1097,1187,1141,1259,1380,1403.3,1388.4,1402.2,1269,1180,28648.9,1339.7808669034432,"s3","d1","s3d1",null,null,null,null,null,null,null,null,null,null,null,null,null,null,null,null,null,null,null,null,null,null,null,null,null,null,null,null,null,null,null,null,null,null,null,null,null,null,null,null,null,null,15,1,337,{"$f":"OFFSET(GHA!$D$1,IF($CA$1,BX339,366-BX339),BY339)","v":1096},{"$f":"IF(BZ339=SUMIF(GHA!$AQ$51:$AQ$90,CB338,GHA!$BK$51:$BK$90),CB338+1,CB338)","v":2},1307.7,{"$f":"SUMIF(GHA!$AQ$51:$AQ$90,CB339,GHA!$BJ$51:$BJ$90)","v":1265.3626074583512}]
[339,"2009-12-05",6,"Saturday",1145,1089,1087,1099,1125,1086,1049,1070,1076,1107,1126,1123,1114,1110,1055,1079,1091,1224,1385,1387,1379,1270,1232,1177,27685,1344.3027802130989,"s3","d1","s3d1",null,null,null,null,null,null,null,null,null,null,null,null,null,null,null,null,null,null,null,null,null,null,null,null,null,null,null,null,null,null,null,null,null,null,null,null,null,null,null,null,null,null,15,2,338,{"$f":"OFFSET(GHA!$D$1,IF($CA$1,BX340,366-BX340),BY340)","v":1045},{"$f":"IF(BZ340=SUMIF(GHA!$AQ$51:$AQ$90,CB339,GHA!$BK$51:$BK$90),CB339+1,CB339)","v":2},1307,{"$f":"SUMIF(GHA!$AQ$51:$AQ$90,CB340,GHA!$BJ$51:$BJ$90)","v":1265.3626074583512}]
[340,"2009-12-06",7,"Sunday",1145,1126,1105,1111,1111,1093,1025,1054,1043,1007,1013,1033,1052,1073,1090,1098,1090,1211,1355,1320,1354,1345,1250,1150,27254,1345.372502191789,"s3","d1","s3d1",null,null,null,null,null,null,null,null,null,null,null,null,null,null,null,null,null,null,null,null,null,null,null,null,null,null,null,null,null,null,null,null,null,null,null,null,null,null,null,null,null,null,15,3,339,{"$f":"OFFSET(GHA!$D$1,IF($CA$1,BX341,366-BX341),BY341)","v":1032},{"$f":"IF(BZ341=SUMIF(GHA!$AQ$51:$AQ$90,CB340,GHA!$BK$51:$BK$90),CB340+1,CB340)","v":2},1307,{"$f":"SUMIF(GHA!$AQ$51:$AQ$90,CB341,GHA!$BJ$51:$BJ$90)","v":1265.3626074583512}]
[341,"2009-12-07",1,"Monday",1120,1111,1103,1096,1121,1131,1114,1150,1194,1224,1251,1246.3,1236,1215,1259,1246,1219,1309,1417,1415,1407,1344,1272,1223,29423.3,1352.5352519726102,"s3","d1","s3d1",null,null,null,null,null,null,null,null,null,null,null,null,null,null,null,null,null,null,null,null,null,null,null,null,null,null,null,null,null,null,null,null,null,null,null,null,null,null,null,null,null,null,15,4,340,{"$f":"OFFSET(GHA!$D$1,IF($CA$1,BX342,366-BX342),BY342)","v":1050},{"$f":"IF(BZ342=SUMIF(GHA!$AQ$51:$AQ$90,CB341,GHA!$BK$51:$BK$90),CB341+1,CB341)","v":2},1307,{"$f":"SUMIF(GHA!$AQ$51:$AQ$90,CB342,GHA!$BJ$51:$BJ$90)","v":1265.3626074583512}]
[342,"2009-12-08",2,"Tuesday",1199,1171,1160,1155,1207,1191,1108,1145,1193,1198,1221,1224,1224,1248,1224,1249,1226,1307,1393.2,1409.7,1397.8,1368.7,1311.5,1257.0999999999999,29788,1356.6017267753491,"s3","d1","s3d1",null,null,null,null,null,null,null,null,null,null,null,null,null,null,null,null,null,null,null,null,null,null,null,null,null,null,null,null,null,null,null,null,null,null,null,null,null,null,null,null,null,null,15,5,341,{"$f":"OFFSET(GHA!$D$1,IF($CA$1,BX343,366-BX343),BY343)","v":1048},{"$f":"IF(BZ343=SUMIF(GHA!$AQ$51:$AQ$90,CB342,GHA!$BK$51:$BK$90),CB342+1,CB342)","v":2},1307,{"$f":"SUMIF(GHA!$AQ$51:$AQ$90,CB343,GHA!$BJ$51:$BJ$90)","v":1265.3626074583512}]
[343,"2009-12-09",3,"Wednesday",1217.5999999999999,1184.5999999999999,1089.5,1136,1160,1226,1157,1156,1181,1165,1167,1163,1202,1222,1223,1220,1116,1163.4000000000001,1282.3,1318,1220,1197,1146,1093,28405.4,1349.1715540978144,"s3","d1","s3d1",null,null,null,null,null,null,null,null,null,null,null,null,null,null,null,null,null,null,null,null,null,null,null,null,null,null,null,null,null,null,null,null,null,null,null,null,null,null,null,null,null,null,15,6,342,{"$f":"OFFSET(GHA!$D$1,IF($CA$1,BX344,366-BX344),BY344)","v":1104},{"$f":"IF(BZ344=SUMIF(GHA!$AQ$51:$AQ$90,CB343,GHA!$BK$51:$BK$90),CB343+1,CB343)","v":2},1307,{"$f":"SUMIF(GHA!$AQ$51:$AQ$90,CB344,GHA!$BJ$51:$BJ$90)","v":1265.3626074583512}]
[344,"2009-12-10",4,"Thursday",1082,1061,1063,1052,1102,1184,1091,1107,1053,1183,1181,1201,1218,1217,1233,1254,1225,1338,1395,1405,1389,1370,1287,1220,28911,1353.754398688033,"s3","d1","s3d1",null,null,null,null,null,null,null,null,null,null,null,null,null,null,null,null,null,null,null,null,null,null,null,null,null,null,null,null,null,null,null,null,null,null,null,null,null,null,null,null,null,null,15,7,343,{"$f":"OFFSET(GHA!$D$1,IF($CA$1,BX345,366-BX345),BY345)","v":1058},{"$f":"IF(BZ345=SUMIF(GHA!$AQ$51:$AQ$90,CB344,GHA!$BK$51:$BK$90),CB344+1,CB344)","v":2},1307,{"$f":"SUMIF(GHA!$AQ$51:$AQ$90,CB345,GHA!$BJ$51:$BJ$90)","v":1265.3626074583512}]
[345,"2009-12-11",5,"Friday",1181,1164,1137,1137,1183,1194,1109,1179,1214,1208,1210,1200,1146,1131,1170,1210,1191,1163,1315,1379,1383,1351,1229,1235,29019,1349.8789588192296,"s3","d1","s3d1",null,null,null,null,null,null,null,null,null,null,null,null,null,null,null,null,null,null,null,null,null,null,null,null,null,null,null,null,null,null,null,null,null,null,null,null,null,null,null,null,null,null,15,8,344,{"$f":"OFFSET(GHA!$D$1,IF($CA$1,BX346,366-BX346),BY346)","v":1100},{"$f":"IF(BZ346=SUMIF(GHA!$AQ$51:$AQ$90,CB345,GHA!$BK$51:$BK$90),CB345+1,CB345)","v":2},1307,{"$f":"SUMIF(GHA!$AQ$51:$AQ$90,CB346,GHA!$BJ$51:$BJ$90)","v":1265.3626074583512}]
[346,"2009-12-12",6,"Saturday",1171,1127,1149,1142,1183,1154,1028,1023,1025,1043,1052,1010,1108,1060,1112,1095,1107,1195.9000000000001,1252,1314,1295,1259,1171,1122,27197.9,1340.0910629373068,"s3","d1","s3d1",null,null,null,null,null,null,null,null,null,null,null,null,null,null,null,null,null,null,null,null,null,null,null,null,null,null,null,null,null,null,null,null,null,null,null,null,null,null,null,null,null,null,15,{"$f":"BY323","v":9},345,{"$f":"OFFSET(GHA!$D$1,IF($CA$1,BX347,366-BX347),BY347)","v":1110},{"$f":"IF(BZ347=SUMIF(GHA!$AQ$51:$AQ$90,CB346,GHA!$BK$51:$BK$90),CB346+1,CB346)","v":2},1307,{"$f":"SUMIF(GHA!$AQ$51:$AQ$90,CB347,GHA!$BJ$51:$BJ$90)","v":1265.3626074583512}]
[347,"2009-12-13",7,"Sunday",1087,1062,1080,1048,1073,969,1014,1009,999,985,965,981,1009,1036,1037,1031,1032,1152,1308,1323,1293,1249,1165,1122,26029,1336.8819566435761,"s3","d1","s3d1",null,null,null,null,null,null,null,null,null,null,null,null,null,null,null,null,null,null,null,null,null,null,null,null,null,null,null,null,null,null,null,null,null,null,null,null,null,null,null,null,null,null,15,10,346,{"$f":"OFFSET(GHA!$D$1,IF($CA$1,BX348,366-BX348),BY348)","v":1013},{"$f":"IF(BZ348=SUMIF(GHA!$AQ$51:$AQ$90,CB347,GHA!$BK$51:$BK$90),CB347+1,CB347)","v":2},1307,{"$f":"SUMIF(GHA!$AQ$51:$AQ$90,CB348,GHA!$BJ$51:$BJ$90)","v":1265.3626074583512}]
[348,"2009-12-14",1,"Monday",1086,1065,1052,1034,1090,1147,1090,1134,1207,1224,1226,1228,1245,1231,1244,1270,1254,1270,1400,1439,1398,1305,1264,1165,29068,1343.1937609792185,"s3","d1","s3d1",null,null,null,null,null,null,null,null,null,null,null,null,null,null,null,null,null,null,null,null,null,null,null,null,null,null,null,null,null,null,null,null,null,null,null,null,null,null,null,null,null,null,15,11,347,{"$f":"OFFSET(GHA!$D$1,IF($CA$1,BX349,366-BX349),BY349)","v":1021},{"$f":"IF(BZ349=SUMIF(GHA!$AQ$51:$AQ$90,CB348,GHA!$BK$51:$BK$90),CB348+1,CB348)","v":2},1306,{"$f":"SUMIF(GHA!$AQ$51:$AQ$90,CB349,GHA!$BJ$51:$BJ$90)","v":1265.3626074583512}]
[349,"2009-12-15",2,"Tuesday",1169,1145,1118,1103,1141,1196,1107,1158,1186,1212,1227,1213.5999999999999,1215.4000000000001,1230.0999999999999,1247.5999999999999,1255.3,1218,1346,1359,1390,1355,1371,1263,1227,29452.999999999996,1344.7743848812968,"s3","d1","s3d1",null,null,null,null,null,null,null,null,null,null,null,null,null,null,null,null,null,null,null,null,null,null,null,null,null,null,null,null,null,null,null,null,null,null,null,null,null,null,null,null,null,null,15,12,348,{"$f":"OFFSET(GHA!$D$1,IF($CA$1,BX350,366-BX350),BY350)","v":1028},{"$f":"IF(BZ350=SUMIF(GHA!$AQ$51:$AQ$90,CB349,GHA!$BK$51:$BK$90),CB349+1,CB349)","v":2},1306,{"$f":"SUMIF(GHA!$AQ$51:$AQ$90,CB350,GHA!$BJ$51:$BJ$90)","v":1265.3626074583512}]
[350,"2009-12-16",3,"Wednesday",1196,1184,1164,1161,1196,1244,1142,1201,1224,1256,1257.0999999999999,1262.0999999999999,1242.9000000000001,1276.5999999999999,1242.3,1251.8,1265.4000000000001,1303.5999999999999,1475,1474,1424,1411,1307,1240,30400.799999999999,1357.7969463931672,"s3","d1","s3d1",null,null,null,null,null,null,null,null,null,null,null,null,null,null,null,null,null,null,null,null,null,null,null,null,null,null,null,null,null,null,null,null,null,null,null,null,null,null,null,null,null,null,15,13,349,{"$f":"OFFSET(GHA!$D$1,IF($CA$1,BX351,366-BX351),BY351)","v":1040},{"$f":"IF(BZ351=SUMIF(GHA!$AQ$51:$AQ$90,CB350,GHA!$BK$51:$BK$90),CB350+1,CB350)","v":2},1306,{"$f":"SUMIF(GHA!$AQ$51:$AQ$90,CB351,GHA!$BJ$51:$BJ$90)","v":1265.3626074583512}]
[351,"2009-12-17",4,"Thursday",1173,1153,1138,1134,1161,1183,1142,1192,1222,1249.5999999999999,1258.4000000000001,1267.4000000000001,1212.5999999999999,1225.9000000000001,1231.8,1244.9000000000001,1229.8,1293,1284,1355,1361,1368,1309,1234,29622.400000000001,1350.4172517538507,"s3","d1","s3d1",null,null,null,null,null,null,null,null,null,null,null,null,null,null,null,null,null,null,null,null,null,null,null,null,null,null,null,null,null,null,null,null,null,null,null,null,null,null,null,null,null,null,15,14,350,{"$f":"OFFSET(GHA!$D$1,IF($CA$1,BX352,366-BX352),BY352)","v":1075},{"$f":"IF(BZ352=SUMIF(GHA!$AQ$51:$AQ$90,CB351,GHA!$BK$51:$BK$90),CB351+1,CB351)","v":2},1306,{"$f":"SUMIF(GHA!$AQ$51:$AQ$90,CB352,GHA!$BJ$51:$BJ$90)","v":1265.3626074583512}]
[352,"2009-12-18",5,"Friday",1151,1185,1161,1150,1159,1191,1164,1235,1240,1237,1208,1260,1209,1232,1265,1236,1235,1304.0999999999999,1387,1365.8,1374.3,1373.9,1299.8,1256,29878.899999999998,1354.0755265784658,"s3","d1","s3d1",null,null,null,null,null,null,null,null,null,null,null,null,null,null,null,null,null,null,null,null,null,null,null,null,null,null,null,null,null,null,null,null,null,null,null,null,null,null,null,null,null,null,15,15,351,{"$f":"OFFSET(GHA!$D$1,IF($CA$1,BX353,366-BX353),BY353)","v":1091},{"$f":"IF(BZ353=SUMIF(GHA!$AQ$51:$AQ$90,CB352,GHA!$BK$51:$BK$90),CB352+1,CB352)","v":2},1306,{"$f":"SUMIF(GHA!$AQ$51:$AQ$90,CB353,GHA!$BJ$51:$BJ$90)","v":1265.3626074583512}]
[353,"2009-12-19",6,"Saturday",1184,1201,1156,1148,1154,1155,1085,1087,1082,1072,1014,1015,1002,1041,1046,1070,1140,1223.0999999999999,1324.9,1311.2,1374.9,1361.2,1279,1249,27775.300000000003,1351.1579739206193,"s3","d1","s3d1",null,null,null,null,null,null,null,null,null,null,null,null,null,null,null,null,null,null,null,null,null,null,null,null,null,null,null,null,null,null,null,null,null,null,null,null,null,null,null,null,null,null,15,16,352,{"$f":"OFFSET(GHA!$D$1,IF($CA$1,BX354,366-BX354),BY354)","v":1125},{"$f":"IF(BZ354=SUMIF(GHA!$AQ$51:$AQ$90,CB353,GHA!$BK$51:$BK$90),CB353+1,CB353)","v":2},1305.5999999999999,{"$f":"SUMIF(GHA!$AQ$51:$AQ$90,CB354,GHA!$BJ$51:$BJ$90)","v":1265.3626074583512}]
[354,"2009-12-20",7,"Sunday",1199,1145,1140,1152,1144,1142,1065,1066,1054,1020,1003,1049,1060,1075,1106,1085,1064,1136,1310,1321,1332,1316,1242,1204,27430,1347.0421765285573,"s3","d1","s3d1",null,null,null,null,null,null,null,null,null,null,null,null,null,null,null,null,null,null,null,null,null,null,null,null,null,null,null,null,null,null,null,null,null,null,null,null,null,null,null,null,null,null,15,17,353,{"$f":"OFFSET(GHA!$D$1,IF($CA$1,BX355,366-BX355),BY355)","v":1095},{"$f":"IF(BZ355=SUMIF(GHA!$AQ$51:$AQ$90,CB354,GHA!$BK$51:$BK$90),CB354+1,CB354)","v":2},1305.3,{"$f":"SUMIF(GHA!$AQ$51:$AQ$90,CB355,GHA!$BJ$51:$BJ$90)","v":1265.3626074583512}]
[355,"2009-12-21",1,"Monday",1156,1137,1118,1101,1127,1126,1111,1150,1224,1264,1293.7,1275.8,1232.7,1248.9000000000001,1227,1288.5999999999999,1221.5,1230.0999999999999,1400.7,1372.8,1382.2,1333,1259,1086,29366,1352.4079588757015,"s3","d1","s3d1",null,null,null,null,null,null,null,null,null,null,null,null,null,null,null,null,null,null,null,null,null,null,null,null,null,null,null,null,null,null,null,null,null,null,null,null,null,null,null,null,null,null,15,18,354,{"$f":"OFFSET(GHA!$D$1,IF($CA$1,BX356,366-BX356),BY356)","v":1132},{"$f":"IF(BZ356=SUMIF(GHA!$AQ$51:$AQ$90,CB355,GHA!$BK$51:$BK$90),CB355+1,CB355)","v":2},1305,{"$f":"SUMIF(GHA!$AQ$51:$AQ$90,CB356,GHA!$BJ$51:$BJ$90)","v":1265.3626074583512}]
[356,"2009-12-22",2,"Tuesday",1154,1122,1101,1095,1159,1167,1060,1127,1193,1241,1219,1253,1202,1214,1198,1190,1125,1216.7,1347,1363.1,1376.2,1347,1307,1241,29018,1351.8671629881314,"s3","d1","s3d1",null,null,null,null,null,null,null,null,null,null,null,null,null,null,null,null,null,null,null,null,null,null,null,null,null,null,null,null,null,null,null,null,null,null,null,null,null,null,null,null,null,null,15,19,355,{"$f":"OFFSET(GHA!$D$1,IF($CA$1,BX357,366-BX357),BY357)","v":1306},{"$f":"IF(BZ357=SUMIF(GHA!$AQ$51:$AQ$90,CB356,GHA!$BK$51:$BK$90),CB356+1,CB356)","v":2},1305,{"$f":"SUMIF(GHA!$AQ$51:$AQ$90,CB357,GHA!$BJ$51:$BJ$90)","v":1265.3626074583512}]
[357,"2009-12-23",3,"Wednesday",1190,1197,1169,1116,1030,1134,1059,1172,1200,1243,1232,1203,1200,1124,1167,1121,1191,1207.2,1360.4,1376.2,1352.2,1347.4,1292,1146,28829.400000000005,1352.7204466893184,"s3","d1","s3d1",null,null,null,null,null,null,null,null,null,null,null,null,null,null,null,null,null,null,null,null,null,null,null,null,null,null,null,null,null,null,null,null,null,null,null,null,null,null,null,null,null,null,15,20,356,{"$f":"OFFSET(GHA!$D$1,IF($CA$1,BX358,366-BX358),BY358)","v":1327},{"$f":"IF(BZ358=SUMIF(GHA!$AQ$51:$AQ$90,CB357,GHA!$BK$51:$BK$90),CB357+1,CB357)","v":2},1305,{"$f":"SUMIF(GHA!$AQ$51:$AQ$90,CB358,GHA!$BJ$51:$BJ$90)","v":1265.3626074583512}]
[358,"2009-12-24",4,"Thursday",1204,1180,1147,1138,1157,1189,1080,1125,1164,1203,1270,1227,1210,1195,1197,1166,1144,1184,1343,1339,1332,1338,1287,1214,29033,1351.7484020203865,"s3","d1","s3d1",null,null,null,null,null,null,null,null,null,null,null,null,null,null,null,null,null,null,null,null,null,null,null,null,null,null,null,null,null,null,null,null,null,null,null,null,null,null,null,null,null,null,15,21,357,{"$f":"OFFSET(GHA!$D$1,IF($CA$1,BX359,366-BX359),BY359)","v":1327},{"$f":"IF(BZ359=SUMIF(GHA!$AQ$51:$AQ$90,CB358,GHA!$BK$51:$BK$90),CB358+1,CB358)","v":2},1305,{"$f":"SUMIF(GHA!$AQ$51:$AQ$90,CB359,GHA!$BJ$51:$BJ$90)","v":1265.3626074583512}]
[359,"2009-12-25",5,"Friday",1190,1160,1140,1132,1142,1150,1030,1036,1034,1028,1030,1066,1054,1074,1057,1063,1076,1156,1275,1320,1321,1300,1230,1145,27209,1344.0735618183478,"s3","d1","s3d1",null,null,null,null,null,null,null,null,null,null,null,null,null,null,null,null,null,null,null,null,null,null,null,null,null,null,null,null,null,null,null,null,null,null,null,null,null,null,null,null,null,null,15,22,358,{"$f":"OFFSET(GHA!$D$1,IF($CA$1,BX360,366-BX360),BY360)","v":1292},{"$f":"IF(BZ360=SUMIF(GHA!$AQ$51:$AQ$90,CB359,GHA!$BK$51:$BK$90),CB359+1,CB359)","v":2},1305,{"$f":"SUMIF(GHA!$AQ$51:$AQ$90,CB360,GHA!$BJ$51:$BJ$90)","v":1265.3626074583512}]
[360,"2009-12-26",6,"Saturday",944,1005,1025,1009,1025,1037,992,976,995,1015,1060,1064,1085,1082,1084,1066,1071,1151,1307,1332,1329,1313,1227,1167,26361,1340.3662056365131,"s3","d1","s3d1",null,null,null,null,null,null,null,null,null,null,null,null,null,null,null,null,null,null,null,null,null,null,null,null,null,null,null,null,null,null,null,null,null,null,null,null,null,null,null,null,null,null,15,23,359,{"$f":"OFFSET(GHA!$D$1,IF($CA$1,BX361,366-BX361),BY361)","v":1200},{"$f":"IF(BZ361=SUMIF(GHA!$AQ$51:$AQ$90,CB360,GHA!$BK$51:$BK$90),CB360+1,CB360)","v":2},1304.0999999999999,{"$f":"SUMIF(GHA!$AQ$51:$AQ$90,CB361,GHA!$BJ$51:$BJ$90)","v":1265.3626074583512}]
[361,"2009-12-27",7,"Sunday",1141,1114,1101,1078,1069,1081,1028,1036,1030,995,877,984,1017,1068,1065,1050,1066,1140,1312,1355,1339,1312,1246,1157,26661,1337.5295850728619,"s3","d1","s3d1",null,null,null,null,null,null,null,null,null,null,null,null,null,null,null,null,null,null,null,null,null,null,null,null,null,null,null,null,null,null,null,null,null,null,null,null,null,null,null,null,null,null,15,24,360,{"$f":"OFFSET(GHA!$D$1,IF($CA$1,BX362,366-BX362),BY362)","v":1152},{"$f":"IF(BZ362=SUMIF(GHA!$AQ$51:$AQ$90,CB361,GHA!$BK$51:$BK$90),CB361+1,CB361)","v":2},1304,{"$f":"SUMIF(GHA!$AQ$51:$AQ$90,CB362,GHA!$BJ$51:$BJ$90)","v":1265.3626074583512}]
[362,"2009-12-28",1,"Monday",1138,1104,1096,1087,1090,1079,996,1022,1067,1090,1072,1099,1087,1134,1029,1117,1123,1144,1346.9,1351.2,1358.4,1315.5,1260,1198,27404.000000000004,1338.4666265655758,"s3","d1","s3d1",null,null,null,null,null,null,null,null,null,null,null,null,null,null,null,null,null,null,null,null,null,null,null,null,null,null,null,null,null,null,null,null,null,null,null,null,null,null,null,null,null,null,16,1,361,{"$f":"OFFSET(GHA!$D$1,IF($CA$1,BX363,366-BX363),BY363)","v":1075},{"$f":"IF(BZ363=SUMIF(GHA!$AQ$51:$AQ$90,CB362,GHA!$BK$51:$BK$90),CB362+1,CB362)","v":2},1304,{"$f":"SUMIF(GHA!$AQ$51:$AQ$90,CB363,GHA!$BJ$51:$BJ$90)","v":1265.3626074583512}]
[363,"2009-12-29",2,"Tuesday",1160,1142,1126,1030,1027,1026,1030,1099,1156,1172,1188,1200,1202,1208,1201,1191,1166,1242,1390,1352,1389,1339,1259,1188,28483,1343.6199639090182,"s3","d1","s3d1",null,null,null,null,null,null,null,null,null,null,null,null,null,null,null,null,null,null,null,null,null,null,null,null,null,null,null,null,null,null,null,null,null,null,null,null,null,null,null,null,null,null,16,2,362,{"$f":"OFFSET(GHA!$D$1,IF($CA$1,BX364,366-BX364),BY364)","v":1042},{"$f":"IF(BZ364=SUMIF(GHA!$AQ$51:$AQ$90,CB363,GHA!$BK$51:$BK$90),CB363+1,CB363)","v":2},1304,{"$f":"SUMIF(GHA!$AQ$51:$AQ$90,CB364,GHA!$BJ$51:$BJ$90)","v":1265.3626074583512}]
[364,"2009-12-30",3,"Wednesday",1165,1127,1006,1002,1068,1062,986,1064,1087,1125,1155,1139,1163,1199,1191,1198,1175,1216,1404.1,1333.4,1347.8,1314,1278,1201,28006.3,1349.6679675181165,"s3","d1","s3d1",null,null,null,null,null,null,null,null,null,null,null,null,null,null,null,null,null,null,null,null,null,null,null,null,null,null,null,null,null,null,null,null,null,null,null,null,null,null,null,null,null,null,16,3,363,{"$f":"OFFSET(GHA!$D$1,IF($CA$1,BX365,366-BX365),BY365)","v":1021},{"$f":"IF(BZ365=SUMIF(GHA!$AQ$51:$AQ$90,CB364,GHA!$BK$51:$BK$90),CB364+1,CB364)","v":2},1304,{"$f":"SUMIF(GHA!$AQ$51:$AQ$90,CB365,GHA!$BJ$51:$BJ$90)","v":1265.3626074583512}]
[365,"2009-12-31",4,"Thursday",1181,1132,1118,1120,1133,1148,1095,1114,1155,1203,1210,1209,1191,1160,1154,1123,1123,1197,1312.4,1349.5,1327.2,1263,1176,1143,28337.100000000002,1345.9411707663048,"s3","d1","s3d1",null,null,null,null,null,null,null,null,null,null,null,null,null,null,null,null,null,null,null,null,null,null,null,null,null,null,null,null,null,null,null,null,null,null,null,null,null,null,null,null,null,null,16,4,364,{"$f":"OFFSET(GHA!$D$1,IF($CA$1,BX366,366-BX366),BY366)","v":1037},{"$f":"IF(BZ366=SUMIF(GHA!$AQ$51:$AQ$90,CB365,GHA!$BK$51:$BK$90),CB365+1,CB365)","v":2},1304,{"$f":"SUMIF(GHA!$AQ$51:$AQ$90,CB366,GHA!$BJ$51:$BJ$90)","v":1265.3626074583512}]
[366,"2010-01-01",5,"Friday",null,null,null,null,null,null,null,null,null,null,null,null,null,null,null,null,null,null,null,null,null,null,null,null,null,null,null,null,null,null,null,null,null,null,null,null,null,null,null,null,null,null,null,null,null,null,null,null,null,null,null,null,null,null,null,null,null,null,null,null,null,null,null,null,null,null,null,null,null,null,null,16,5,365,{"$f":"OFFSET(GHA!$D$1,IF($CA$1,BX367,366-BX367),BY367)","v":1059},{"$f":"IF(BZ367=SUMIF(GHA!$AQ$51:$AQ$90,CB366,GHA!$BK$51:$BK$90),CB366+1,CB366)","v":2},1304,{"$f":"SUMIF(GHA!$AQ$51:$AQ$90,CB367,GHA!$BJ$51:$BJ$90)","v":1265.3626074583512}]
[null,null,null,null,null,null,null,null,null,null,null,null,null,null,null,null,null,null,null,null,null,null,null,null,null,null,null,null,null,null,null,null,null,null,null,null,null,null,null,null,null,null,null,null,null,null,null,null,null,null,null,null,null,null,null,null,null,null,null,null,null,null,null,null,null,null,null,null,null,null,null,null,null,null,null,16,6,366,{"$f":"OFFSET(GHA!$D$1,IF($CA$1,BX368,366-BX368),BY368)","v":1142},{"$f":"IF(BZ368=SUMIF(GHA!$AQ$51:$AQ$90,CB367,GHA!$BK$51:$BK$90),CB367+1,CB367)","v":2},1304,{"$f":"SUMIF(GHA!$AQ$51:$AQ$90,CB368,GHA!$BJ$51:$BJ$90)","v":1265.3626074583512}]
[null,null,null,null,null,null,null,null,null,null,null,null,null,null,null,null,null,null,null,null,null,null,null,null,null,null,null,null,null,null,null,null,null,null,null,null,null,null,null,null,null,null,null,null,null,null,null,null,null,null,null,null,null,null,null,null,null,null,null,null,null,null,null,null,null,null,null,null,null,null,null,null,null,null,null,16,7,367,{"$f":"OFFSET(GHA!$D$1,IF($CA$1,BX369,366-BX369),BY369)","v":1056},{"$f":"IF(BZ369=SUMIF(GHA!$AQ$51:$AQ$90,CB368,GHA!$BK$51:$BK$90),CB368+1,CB368)","v":2},1303.5999999999999,{"$f":"SUMIF(GHA!$AQ$51:$AQ$90,CB369,GHA!$BJ$51:$BJ$90)","v":1265.3626074583512}]
[null,null,null,null,null,null,null,null,null,null,null,null,null,null,null,null,null,null,null,null,null,null,null,null,null,null,null,null,null,null,null,null,null,null,null,null,null,null,null,null,null,null,null,null,null,null,null,null,null,null,null,null,null,null,null,null,null,null,null,null,null,null,null,null,null,null,null,null,null,null,null,null,null,null,null,16,8,368,{"$f":"OFFSET(GHA!$D$1,IF($CA$1,BX370,366-BX370),BY370)","v":1111},{"$f":"IF(BZ370=SUMIF(GHA!$AQ$51:$AQ$90,CB369,GHA!$BK$51:$BK$90),CB369+1,CB369)","v":2},1303.0999999999999,{"$f":"SUMIF(GHA!$AQ$51:$AQ$90,CB370,GHA!$BJ$51:$BJ$90)","v":1265.3626074583512}]
[null,null,null,null,null,null,null,null,null,null,null,null,null,null,null,null,null,null,null,null,null,null,null,null,null,null,null,null,null,null,null,null,null,null,null,null,null,null,null,null,null,null,null,null,null,null,null,null,null,null,null,null,null,null,null,null,null,null,null,null,null,null,null,null,null,null,null,null,null,null,null,null,null,null,null,16,9,369,{"$f":"OFFSET(GHA!$D$1,IF($CA$1,BX371,366-BX371),BY371)","v":1109},{"$f":"IF(BZ371=SUMIF(GHA!$AQ$51:$AQ$90,CB370,GHA!$BK$51:$BK$90),CB370+1,CB370)","v":2},1303,{"$f":"SUMIF(GHA!$AQ$51:$AQ$90,CB371,GHA!$BJ$51:$BJ$90)","v":1265.3626074583512}]
[null,null,null,null,null,null,null,null,null,null,null,null,null,null,null,null,null,null,null,null,null,null,null,null,null,null,null,null,null,null,null,null,null,null,null,null,null,null,null,null,null,null,null,null,null,null,null,null,null,null,null,null,null,null,null,null,null,null,null,null,null,null,null,null,null,null,null,null,null,null,null,null,null,null,null,16,10,370,{"$f":"OFFSET(GHA!$D$1,IF($CA$1,BX372,366-BX372),BY372)","v":1131},{"$f":"IF(BZ372=SUMIF(GHA!$AQ$51:$AQ$90,CB371,GHA!$BK$51:$BK$90),CB371+1,CB371)","v":2},1303,{"$f":"SUMIF(GHA!$AQ$51:$AQ$90,CB372,GHA!$BJ$51:$BJ$90)","v":1265.3626074583512}]
[null,null,null,null,null,null,null,null,null,null,null,null,null,null,null,null,null,null,null,null,null,null,null,null,null,null,null,null,null,null,null,null,null,null,null,null,null,null,null,null,null,null,null,null,null,null,null,null,null,null,null,null,null,null,null,null,null,null,null,null,null,null,null,null,null,null,null,null,null,null,null,null,null,null,null,16,11,371,{"$f":"OFFSET(GHA!$D$1,IF($CA$1,BX373,366-BX373),BY373)","v":1147},{"$f":"IF(BZ373=SUMIF(GHA!$AQ$51:$AQ$90,CB372,GHA!$BK$51:$BK$90),CB372+1,CB372)","v":2},1303,{"$f":"SUMIF(GHA!$AQ$51:$AQ$90,CB373,GHA!$BJ$51:$BJ$90)","v":1265.3626074583512}]
[null,null,null,null,null,null,null,null,null,null,null,null,null,null,null,null,null,null,null,null,null,null,null,null,null,null,null,null,null,null,null,null,null,null,null,null,null,null,null,null,null,null,null,null,null,null,null,null,null,null,null,null,null,null,null,null,null,null,null,null,null,null,null,null,null,null,null,null,null,null,null,null,null,null,null,16,12,372,{"$f":"OFFSET(GHA!$D$1,IF($CA$1,BX374,366-BX374),BY374)","v":1143},{"$f":"IF(BZ374=SUMIF(GHA!$AQ$51:$AQ$90,CB373,GHA!$BK$51:$BK$90),CB373+1,CB373)","v":2},1303,{"$f":"SUMIF(GHA!$AQ$51:$AQ$90,CB374,GHA!$BJ$51:$BJ$90)","v":1265.3626074583512}]
[null,null,null,null,null,null,null,null,null,null,null,null,null,null,null,null,null,null,null,null,null,null,null,null,null,null,null,null,null,null,null,null,null,null,null,null,null,null,null,null,null,null,null,null,null,null,null,null,null,null,null,null,null,null,null,null,null,null,null,null,null,null,null,null,null,null,null,null,null,null,null,null,null,null,null,16,13,373,{"$f":"OFFSET(GHA!$D$1,IF($CA$1,BX375,366-BX375),BY375)","v":1135},{"$f":"IF(BZ375=SUMIF(GHA!$AQ$51:$AQ$90,CB374,GHA!$BK$51:$BK$90),CB374+1,CB374)","v":2},1303,{"$f":"SUMIF(GHA!$AQ$51:$AQ$90,CB375,GHA!$BJ$51:$BJ$90)","v":1265.3626074583512}]
[null,null,null,null,null,null,null,null,null,null,null,null,null,null,null,null,null,null,null,null,null,null,null,null,null,null,null,null,null,null,null,null,null,null,null,null,null,null,null,null,null,null,null,null,null,null,null,null,null,null,null,null,null,null,null,null,null,null,null,null,null,null,null,null,null,null,null,null,null,null,null,null,null,null,null,16,14,374,{"$f":"OFFSET(GHA!$D$1,IF($CA$1,BX376,366-BX376),BY376)","v":1156},{"$f":"IF(BZ376=SUMIF(GHA!$AQ$51:$AQ$90,CB375,GHA!$BK$51:$BK$90),CB375+1,CB375)","v":2},1303,{"$f":"SUMIF(GHA!$AQ$51:$AQ$90,CB376,GHA!$BJ$51:$BJ$90)","v":1265.3626074583512}]
[null,null,null,null,null,null,null,null,null,null,null,null,null,null,null,null,null,null,null,null,null,null,null,null,null,null,null,null,null,null,null,null,null,null,null,null,null,null,null,null,null,null,null,null,null,null,null,null,null,null,null,null,null,null,null,null,null,null,null,null,null,null,null,null,null,null,null,null,null,null,null,null,null,null,null,16,15,375,{"$f":"OFFSET(GHA!$D$1,IF($CA$1,BX377,366-BX377),BY377)","v":1159},{"$f":"IF(BZ377=SUMIF(GHA!$AQ$51:$AQ$90,CB376,GHA!$BK$51:$BK$90),CB376+1,CB376)","v":2},1303,{"$f":"SUMIF(GHA!$AQ$51:$AQ$90,CB377,GHA!$BJ$51:$BJ$90)","v":1265.3626074583512}]
[null,null,null,null,null,null,null,null,null,null,null,null,null,null,null,null,null,null,null,null,null,null,null,null,null,null,null,null,null,null,null,null,null,null,null,null,null,null,null,null,null,null,null,null,null,null,null,null,null,null,null,null,null,null,null,null,null,null,null,null,null,null,null,null,null,null,null,null,null,null,null,null,null,null,null,16,16,376,{"$f":"OFFSET(GHA!$D$1,IF($CA$1,BX378,366-BX378),BY378)","v":1174},{"$f":"IF(BZ378=SUMIF(GHA!$AQ$51:$AQ$90,CB377,GHA!$BK$51:$BK$90),CB377+1,CB377)","v":2},1303,{"$f":"SUMIF(GHA!$AQ$51:$AQ$90,CB378,GHA!$BJ$51:$BJ$90)","v":1265.3626074583512}]
[null,null,null,null,null,null,null,null,null,null,null,null,null,null,null,null,null,null,null,null,null,null,null,null,null,null,null,null,null,null,null,null,null,null,null,null,null,null,null,null,null,null,null,null,null,null,null,null,null,null,null,null,null,null,null,null,null,null,null,null,null,null,null,null,null,null,null,null,null,null,null,null,null,null,null,16,17,377,{"$f":"OFFSET(GHA!$D$1,IF($CA$1,BX379,366-BX379),BY379)","v":1099},{"$f":"IF(BZ379=SUMIF(GHA!$AQ$51:$AQ$90,CB378,GHA!$BK$51:$BK$90),CB378+1,CB378)","v":2},1302,{"$f":"SUMIF(GHA!$AQ$51:$AQ$90,CB379,GHA!$BJ$51:$BJ$90)","v":1265.3626074583512}]
[null,null,null,null,null,null,null,null,null,null,null,null,null,null,null,null,null,null,null,null,null,null,null,null,null,null,null,null,null,null,null,null,null,null,null,null,null,null,null,null,null,null,null,null,null,null,null,null,null,null,null,null,null,null,null,null,null,null,null,null,null,null,null,null,null,null,null,null,null,null,null,null,null,null,null,16,18,378,{"$f":"OFFSET(GHA!$D$1,IF($CA$1,BX380,366-BX380),BY380)","v":1150},{"$f":"IF(BZ380=SUMIF(GHA!$AQ$51:$AQ$90,CB379,GHA!$BK$51:$BK$90),CB379+1,CB379)","v":2},1302,{"$f":"SUMIF(GHA!$AQ$51:$AQ$90,CB380,GHA!$BJ$51:$BJ$90)","v":1265.3626074583512}]
[null,null,null,null,null,null,null,null,null,null,null,null,null,null,null,null,null,null,null,null,null,null,null,null,null,null,null,null,null,null,null,null,null,null,null,null,null,null,null,null,null,null,null,null,null,null,null,null,null,null,null,null,null,null,null,null,null,null,null,null,null,null,null,null,null,null,null,null,null,null,null,null,null,null,null,16,19,379,{"$f":"OFFSET(GHA!$D$1,IF($CA$1,BX381,366-BX381),BY381)","v":1323},{"$f":"IF(BZ381=SUMIF(GHA!$AQ$51:$AQ$90,CB380,GHA!$BK$51:$BK$90),CB380+1,CB380)","v":2},1302,{"$f":"SUMIF(GHA!$AQ$51:$AQ$90,CB381,GHA!$BJ$51:$BJ$90)","v":1265.3626074583512}]
[null,null,null,null,null,null,null,null,null,null,null,null,null,null,null,null,null,null,null,null,null,null,null,null,null,null,null,null,null,null,null,null,null,null,null,null,null,null,null,null,null,null,null,null,null,null,null,null,null,null,null,null,null,null,null,null,null,null,null,null,null,null,null,null,null,null,null,null,null,null,null,null,null,null,null,16,20,380,{"$f":"OFFSET(GHA!$D$1,IF($CA$1,BX382,366-BX382),BY382)","v":1332},{"$f":"IF(BZ382=SUMIF(GHA!$AQ$51:$AQ$90,CB381,GHA!$BK$51:$BK$90),CB381+1,CB381)","v":2},1302,{"$f":"SUMIF(GHA!$AQ$51:$AQ$90,CB382,GHA!$BJ$51:$BJ$90)","v":1265.3626074583512}]
[null,null,null,null,null,null,null,null,null,null,null,null,null,null,null,null,null,null,null,null,null,null,null,null,null,null,null,null,null,null,null,null,null,null,null,null,null,null,null,null,null,null,null,null,null,null,null,null,null,null,null,null,null,null,null,null,null,null,null,null,null,null,null,null,null,null,null,null,null,null,null,null,null,null,null,16,21,381,{"$f":"OFFSET(GHA!$D$1,IF($CA$1,BX383,366-BX383),BY383)","v":1307},{"$f":"IF(BZ383=SUMIF(GHA!$AQ$51:$AQ$90,CB382,GHA!$BK$51:$BK$90),CB382+1,CB382)","v":2},1302,{"$f":"SUMIF(GHA!$AQ$51:$AQ$90,CB383,GHA!$BJ$51:$BJ$90)","v":1265.3626074583512}]
[null,null,null,null,null,null,null,null,null,null,null,null,null,null,null,null,null,null,null,null,null,null,null,null,null,null,null,null,null,null,null,null,null,null,null,null,null,null,null,null,null,null,null,null,null,null,null,null,null,null,null,null,null,null,null,null,null,null,null,null,null,null,null,null,null,null,null,null,null,null,null,null,null,null,null,16,22,382,{"$f":"OFFSET(GHA!$D$1,IF($CA$1,BX384,366-BX384),BY384)","v":1278},{"$f":"IF(BZ384=SUMIF(GHA!$AQ$51:$AQ$90,CB383,GHA!$BK$51:$BK$90),CB383+1,CB383)","v":2},1301.7,{"$f":"SUMIF(GHA!$AQ$51:$AQ$90,CB384,GHA!$BJ$51:$BJ$90)","v":1265.3626074583512}]
[null,null,null,null,null,null,null,null,null,null,null,null,null,null,null,null,null,null,null,null,null,null,null,null,null,null,null,null,null,null,null,null,null,null,null,null,null,null,null,null,null,null,null,null,null,null,null,null,null,null,null,null,null,null,null,null,null,null,null,null,null,null,null,null,null,null,null,null,null,null,null,null,null,null,null,16,23,383,{"$f":"OFFSET(GHA!$D$1,IF($CA$1,BX385,366-BX385),BY385)","v":1213},{"$f":"IF(BZ385=SUMIF(GHA!$AQ$51:$AQ$90,CB384,GHA!$BK$51:$BK$90),CB384+1,CB384)","v":2},1301.7,{"$f":"SUMIF(GHA!$AQ$51:$AQ$90,CB385,GHA!$BJ$51:$BJ$90)","v":1265.3626074583512}]
[null,null,null,null,null,null,null,null,null,null,null,null,null,null,null,null,null,null,null,null,null,null,null,null,null,null,null,null,null,null,null,null,null,null,null,null,null,null,null,null,null,null,null,null,null,null,null,null,null,null,null,null,null,null,null,null,null,null,null,null,null,null,null,null,null,null,null,null,null,null,null,null,null,null,null,16,24,384,{"$f":"OFFSET(GHA!$D$1,IF($CA$1,BX386,366-BX386),BY386)","v":1156},{"$f":"IF(BZ386=SUMIF(GHA!$AQ$51:$AQ$90,CB385,GHA!$BK$51:$BK$90),CB385+1,CB385)","v":2},1301,{"$f":"SUMIF(GHA!$AQ$51:$AQ$90,CB386,GHA!$BJ$51:$BJ$90)","v":1265.3626074583512}]
[null,null,null,null,null,null,null,null,null,null,null,null,null,null,null,null,null,null,null,null,null,null,null,null,null,null,null,null,null,null,null,null,null,null,null,null,null,null,null,null,null,null,null,null,null,null,null,null,null,null,null,null,null,null,null,null,null,null,null,null,null,null,null,null,null,null,null,null,null,null,null,null,null,null,null,{"$f":"ROUNDDOWN((BZ387-1)/24,0)+1","v":17},1,385,{"$f":"OFFSET(GHA!$D$1,IF($CA$1,BX387,366-BX387),BY387)","v":1117},{"$f":"IF(BZ387=SUMIF(GHA!$AQ$51:$AQ$90,CB386,GHA!$BK$51:$BK$90),CB386+1,CB386)","v":2},1301,{"$f":"SUMIF(GHA!$AQ$51:$AQ$90,CB387,GHA!$BJ$51:$BJ$90)","v":1265.3626074583512}]
[null,null,null,null,null,null,null,null,null,null,null,null,null,null,null,null,null,null,null,null,null,null,null,null,null,null,null,null,null,null,null,null,null,null,null,null,null,null,null,null,null,null,null,null,null,null,null,null,null,null,null,null,null,null,null,null,null,null,null,null,null,null,null,null,null,null,null,null,null,null,null,null,null,null,null,17,2,{"$f":"BZ387+1","v":386},{"$f":"OFFSET(GHA!$D$1,IF($CA$1,BX388,366-BX388),BY388)","v":1084},{"$f":"IF(BZ388=SUMIF(GHA!$AQ$51:$AQ$90,CB387,GHA!$BK$51:$BK$90),CB387+1,CB387)","v":2},1301,{"$f":"SUMIF(GHA!$AQ$51:$AQ$90,CB388,GHA!$BJ$51:$BJ$90)","v":1265.3626074583512}]
[null,null,null,null,null,null,null,null,null,null,null,null,null,null,null,null,null,null,null,null,null,null,null,null,null,null,null,null,null,null,null,null,null,null,null,null,null,null,null,null,null,null,null,null,null,null,null,null,null,null,null,null,null,null,null,null,null,null,null,null,null,null,null,null,null,null,null,null,null,null,null,null,null,null,null,17,3,387,{"$f":"OFFSET(GHA!$D$1,IF($CA$1,BX389,366-BX389),BY389)","v":1053},{"$f":"IF(BZ389=SUMIF(GHA!$AQ$51:$AQ$90,CB388,GHA!$BK$51:$BK$90),CB388+1,CB388)","v":2},1301,{"$f":"SUMIF(GHA!$AQ$51:$AQ$90,CB389,GHA!$BJ$51:$BJ$90)","v":1265.3626074583512}]
[null,null,null,null,null,null,null,null,null,null,null,null,null,null,null,null,null,null,null,null,null,null,null,null,null,null,null,null,null,null,null,null,null,null,null,null,null,null,null,null,null,null,null,null,null,null,null,null,null,null,null,null,null,null,null,null,null,null,null,null,null,null,null,null,null,null,null,null,null,null,null,null,null,null,null,17,4,388,{"$f":"OFFSET(GHA!$D$1,IF($CA$1,BX390,366-BX390),BY390)","v":1055},{"$f":"IF(BZ390=SUMIF(GHA!$AQ$51:$AQ$90,CB389,GHA!$BK$51:$BK$90),CB389+1,CB389)","v":2},1301,{"$f":"SUMIF(GHA!$AQ$51:$AQ$90,CB390,GHA!$BJ$51:$BJ$90)","v":1265.3626074583512}]
[null,null,null,null,null,null,null,null,null,null,null,null,null,null,null,null,null,null,null,null,null,null,null,null,null,null,null,null,null,null,null,null,null,null,null,null,null,null,null,null,null,null,null,null,null,null,null,null,null,null,null,null,null,null,null,null,null,null,null,null,null,null,null,null,null,null,null,null,null,null,null,null,null,null,null,17,5,389,{"$f":"OFFSET(GHA!$D$1,IF($CA$1,BX391,366-BX391),BY391)","v":1070},{"$f":"IF(BZ391=SUMIF(GHA!$AQ$51:$AQ$90,CB390,GHA!$BK$51:$BK$90),CB390+1,CB390)","v":2},1301,{"$f":"SUMIF(GHA!$AQ$51:$AQ$90,CB391,GHA!$BJ$51:$BJ$90)","v":1265.3626074583512}]
[null,null,null,null,null,null,null,null,null,null,null,null,null,null,null,null,null,null,null,null,null,null,null,null,null,null,null,null,null,null,null,null,null,null,null,null,null,null,null,null,null,null,null,null,null,null,null,null,null,null,null,null,null,null,null,null,null,null,null,null,null,null,null,null,null,null,null,null,null,null,null,null,null,null,null,17,6,390,{"$f":"OFFSET(GHA!$D$1,IF($CA$1,BX392,366-BX392),BY392)","v":1175},{"$f":"IF(BZ392=SUMIF(GHA!$AQ$51:$AQ$90,CB391,GHA!$BK$51:$BK$90),CB391+1,CB391)","v":2},1301,{"$f":"SUMIF(GHA!$AQ$51:$AQ$90,CB392,GHA!$BJ$51:$BJ$90)","v":1265.3626074583512}]
[null,null,null,null,null,null,null,null,null,null,null,null,null,null,null,null,null,null,null,null,null,null,null,null,null,null,null,null,null,null,null,null,null,null,null,null,null,null,null,null,null,null,null,null,null,null,null,null,null,null,null,null,null,null,null,null,null,null,null,null,null,null,null,null,null,null,null,null,null,null,null,null,null,null,null,17,7,391,{"$f":"OFFSET(GHA!$D$1,IF($CA$1,BX393,366-BX393),BY393)","v":1036},{"$f":"IF(BZ393=SUMIF(GHA!$AQ$51:$AQ$90,CB392,GHA!$BK$51:$BK$90),CB392+1,CB392)","v":2},1301,{"$f":"SUMIF(GHA!$AQ$51:$AQ$90,CB393,GHA!$BJ$51:$BJ$90)","v":1265.3626074583512}]
[null,null,null,null,null,null,null,null,null,null,null,null,null,null,null,null,null,null,null,null,null,null,null,null,null,null,null,null,null,null,null,null,null,null,null,null,null,null,null,null,null,null,null,null,null,null,null,null,null,null,null,null,null,null,null,null,null,null,null,null,null,null,null,null,null,null,null,null,null,null,null,null,null,null,null,17,8,392,{"$f":"OFFSET(GHA!$D$1,IF($CA$1,BX394,366-BX394),BY394)","v":995},{"$f":"IF(BZ394=SUMIF(GHA!$AQ$51:$AQ$90,CB393,GHA!$BK$51:$BK$90),CB393+1,CB393)","v":2},1301,{"$f":"SUMIF(GHA!$AQ$51:$AQ$90,CB394,GHA!$BJ$51:$BJ$90)","v":1265.3626074583512}]
[null,null,null,null,null,null,null,null,null,null,null,null,null,null,null,null,null,null,null,null,null,null,null,null,null,null,null,null,null,null,null,null,null,null,null,null,null,null,null,null,null,null,null,null,null,null,null,null,null,null,null,null,null,null,null,null,null,null,null,null,null,null,null,null,null,null,null,null,null,null,null,null,null,null,null,17,9,393,{"$f":"OFFSET(GHA!$D$1,IF($CA$1,BX395,366-BX395),BY395)","v":1032},{"$f":"IF(BZ395=SUMIF(GHA!$AQ$51:$AQ$90,CB394,GHA!$BK$51:$BK$90),CB394+1,CB394)","v":2},1301,{"$f":"SUMIF(GHA!$AQ$51:$AQ$90,CB395,GHA!$BJ$51:$BJ$90)","v":1265.3626074583512}]
[null,null,null,null,null,null,null,null,null,null,null,null,null,null,null,null,null,null,null,null,null,null,null,null,null,null,null,null,null,null,null,null,null,null,null,null,null,null,null,null,null,null,null,null,null,null,null,null,null,null,null,null,null,null,null,null,null,null,null,null,null,null,null,null,null,null,null,null,null,null,null,null,null,null,null,17,10,394,{"$f":"OFFSET(GHA!$D$1,IF($CA$1,BX396,366-BX396),BY396)","v":1060},{"$f":"IF(BZ396=SUMIF(GHA!$AQ$51:$AQ$90,CB395,GHA!$BK$51:$BK$90),CB395+1,CB395)","v":2},1300.4000000000001,{"$f":"SUMIF(GHA!$AQ$51:$AQ$90,CB396,GHA!$BJ$51:$BJ$90)","v":1265.3626074583512}]
[null,null,null,null,null,null,null,null,null,null,null,null,null,null,null,null,null,null,null,null,null,null,null,null,null,null,null,null,null,null,null,null,null,null,null,null,null,null,null,null,null,null,null,null,null,null,null,null,null,null,null,null,null,null,null,null,null,null,null,null,null,null,null,null,null,null,null,null,null,null,null,null,null,null,null,17,11,395,{"$f":"OFFSET(GHA!$D$1,IF($CA$1,BX397,366-BX397),BY397)","v":1060},{"$f":"IF(BZ397=SUMIF(GHA!$AQ$51:$AQ$90,CB396,GHA!$BK$51:$BK$90),CB396+1,CB396)","v":2},1300,{"$f":"SUMIF(GHA!$AQ$51:$AQ$90,CB397,GHA!$BJ$51:$BJ$90)","v":1265.3626074583512}]
[null,null,null,null,null,null,null,null,null,null,null,null,null,null,null,null,null,null,null,null,null,null,null,null,null,null,null,null,null,null,null,null,null,null,null,null,null,null,null,null,null,null,null,null,null,null,null,null,null,null,null,null,null,null,null,null,null,null,null,null,null,null,null,null,null,null,null,null,null,null,null,null,null,null,null,17,12,396,{"$f":"OFFSET(GHA!$D$1,IF($CA$1,BX398,366-BX398),BY398)","v":1044},{"$f":"IF(BZ398=SUMIF(GHA!$AQ$51:$AQ$90,CB397,GHA!$BK$51:$BK$90),CB397+1,CB397)","v":2},1300,{"$f":"SUMIF(GHA!$AQ$51:$AQ$90,CB398,GHA!$BJ$51:$BJ$90)","v":1265.3626074583512}]
[null,null,null,null,null,null,null,null,null,null,null,null,null,null,null,null,null,null,null,null,null,null,null,null,null,null,null,null,null,null,null,null,null,null,null,null,null,null,null,null,null,null,null,null,null,null,null,null,null,null,null,null,null,null,null,null,null,null,null,null,null,null,null,null,null,null,null,null,null,null,null,null,null,null,null,17,13,397,{"$f":"OFFSET(GHA!$D$1,IF($CA$1,BX399,366-BX399),BY399)","v":1050},{"$f":"IF(BZ399=SUMIF(GHA!$AQ$51:$AQ$90,CB398,GHA!$BK$51:$BK$90),CB398+1,CB398)","v":2},1300,{"$f":"SUMIF(GHA!$AQ$51:$AQ$90,CB399,GHA!$BJ$51:$BJ$90)","v":1265.3626074583512}]
[null,null,null,null,null,null,null,null,null,null,null,null,null,null,null,null,null,null,null,null,null,null,null,null,null,null,null,null,null,null,null,null,null,null,null,null,null,null,null,null,null,null,null,null,null,null,null,null,null,null,null,null,null,null,null,null,null,null,null,null,null,null,null,null,null,null,null,null,null,null,null,null,null,null,null,17,14,398,{"$f":"OFFSET(GHA!$D$1,IF($CA$1,BX400,366-BX400),BY400)","v":1049},{"$f":"IF(BZ400=SUMIF(GHA!$AQ$51:$AQ$90,CB399,GHA!$BK$51:$BK$90),CB399+1,CB399)","v":2},1300,{"$f":"SUMIF(GHA!$AQ$51:$AQ$90,CB400,GHA!$BJ$51:$BJ$90)","v":1265.3626074583512}]
[null,null,null,null,null,null,null,null,null,null,null,null,null,null,null,null,null,null,null,null,null,null,null,null,null,null,null,null,null,null,null,null,null,null,null,null,null,null,null,null,null,null,null,null,null,null,null,null,null,null,null,null,null,null,null,null,null,null,null,null,null,null,null,null,null,null,null,null,null,null,null,null,null,null,null,17,15,399,{"$f":"OFFSET(GHA!$D$1,IF($CA$1,BX401,366-BX401),BY401)","v":1072},{"$f":"IF(BZ401=SUMIF(GHA!$AQ$51:$AQ$90,CB400,GHA!$BK$51:$BK$90),CB400+1,CB400)","v":2},1300,{"$f":"SUMIF(GHA!$AQ$51:$AQ$90,CB401,GHA!$BJ$51:$BJ$90)","v":1265.3626074583512}]
[null,null,null,null,null,null,null,null,null,null,null,null,null,null,null,null,null,null,null,null,null,null,null,null,null,null,null,null,null,null,null,null,null,null,null,null,null,null,null,null,null,null,null,null,null,null,null,null,null,null,null,null,null,null,null,null,null,null,null,null,null,null,null,null,null,null,null,null,null,null,null,null,null,null,null,17,16,400,{"$f":"OFFSET(GHA!$D$1,IF($CA$1,BX402,366-BX402),BY402)","v":1069},{"$f":"IF(BZ402=SUMIF(GHA!$AQ$51:$AQ$90,CB401,GHA!$BK$51:$BK$90),CB401+1,CB401)","v":2},1300,{"$f":"SUMIF(GHA!$AQ$51:$AQ$90,CB402,GHA!$BJ$51:$BJ$90)","v":1265.3626074583512}]
[null,null,null,null,null,null,null,null,null,null,null,null,null,null,null,null,null,null,null,null,null,null,null,null,null,null,null,null,null,null,null,null,null,null,null,null,null,null,null,null,null,null,null,null,null,null,null,null,null,null,null,null,null,null,null,null,null,null,null,null,null,null,null,null,null,null,null,null,null,null,null,null,null,null,null,17,17,401,{"$f":"OFFSET(GHA!$D$1,IF($CA$1,BX403,366-BX403),BY403)","v":1070},{"$f":"IF(BZ403=SUMIF(GHA!$AQ$51:$AQ$90,CB402,GHA!$BK$51:$BK$90),CB402+1,CB402)","v":2},1300,{"$f":"SUMIF(GHA!$AQ$51:$AQ$90,CB403,GHA!$BJ$51:$BJ$90)","v":1265.3626074583512}]
[null,null,null,null,null,null,null,null,null,null,null,null,null,null,null,null,null,null,null,null,null,null,null,null,null,null,null,null,null,null,null,null,null,null,null,null,null,null,null,null,null,null,null,null,null,null,null,null,null,null,null,null,null,null,null,null,null,null,null,null,null,null,null,null,null,null,null,null,null,null,null,null,null,null,null,17,18,402,{"$f":"OFFSET(GHA!$D$1,IF($CA$1,BX404,366-BX404),BY404)","v":1102},{"$f":"IF(BZ404=SUMIF(GHA!$AQ$51:$AQ$90,CB403,GHA!$BK$51:$BK$90),CB403+1,CB403)","v":2},1300,{"$f":"SUMIF(GHA!$AQ$51:$AQ$90,CB404,GHA!$BJ$51:$BJ$90)","v":1265.3626074583512}]
[null,null,null,null,null,null,null,null,null,null,null,null,null,null,null,null,null,null,null,null,null,null,null,null,null,null,null,null,null,null,null,null,null,null,null,null,null,null,null,null,null,null,null,null,null,null,null,null,null,null,null,null,null,null,null,null,null,null,null,null,null,null,null,null,null,null,null,null,null,null,null,null,null,null,null,17,19,403,{"$f":"OFFSET(GHA!$D$1,IF($CA$1,BX405,366-BX405),BY405)","v":1297},{"$f":"IF(BZ405=SUMIF(GHA!$AQ$51:$AQ$90,CB404,GHA!$BK$51:$BK$90),CB404+1,CB404)","v":2},1299.8,{"$f":"SUMIF(GHA!$AQ$51:$AQ$90,CB405,GHA!$BJ$51:$BJ$90)","v":1265.3626074583512}]
[null,null,null,null,null,null,null,null,null,null,null,null,null,null,null,null,null,null,null,null,null,null,null,null,null,null,null,null,null,null,null,null,null,null,null,null,null,null,null,null,null,null,null,null,null,null,null,null,null,null,null,null,null,null,null,null,null,null,null,null,null,null,null,null,null,null,null,null,null,null,null,null,null,null,null,17,20,404,{"$f":"OFFSET(GHA!$D$1,IF($CA$1,BX406,366-BX406),BY406)","v":1321},{"$f":"IF(BZ406=SUMIF(GHA!$AQ$51:$AQ$90,CB405,GHA!$BK$51:$BK$90),CB405+1,CB405)","v":2},1299.8,{"$f":"SUMIF(GHA!$AQ$51:$AQ$90,CB406,GHA!$BJ$51:$BJ$90)","v":1265.3626074583512}]
[null,null,null,null,null,null,null,null,null,null,null,null,null,null,null,null,null,null,null,null,null,null,null,null,null,null,null,null,null,null,null,null,null,null,null,null,null,null,null,null,null,null,null,null,null,null,null,null,null,null,null,null,null,null,null,null,null,null,null,null,null,null,null,null,null,null,null,null,null,null,null,null,null,null,null,17,21,405,{"$f":"OFFSET(GHA!$D$1,IF($CA$1,BX407,366-BX407),BY407)","v":1321},{"$f":"IF(BZ407=SUMIF(GHA!$AQ$51:$AQ$90,CB406,GHA!$BK$51:$BK$90),CB406+1,CB406)","v":2},1299.5999999999999,{"$f":"SUMIF(GHA!$AQ$51:$AQ$90,CB407,GHA!$BJ$51:$BJ$90)","v":1265.3626074583512}]
[null,null,null,null,null,null,null,null,null,null,null,null,null,null,null,null,null,null,null,null,null,null,null,null,null,null,null,null,null,null,null,null,null,null,null,null,null,null,null,null,null,null,null,null,null,null,null,null,null,null,null,null,null,null,null,null,null,null,null,null,null,null,null,null,null,null,null,null,null,null,null,null,null,null,null,17,22,406,{"$f":"OFFSET(GHA!$D$1,IF($CA$1,BX408,366-BX408),BY408)","v":1284},{"$f":"IF(BZ408=SUMIF(GHA!$AQ$51:$AQ$90,CB407,GHA!$BK$51:$BK$90),CB407+1,CB407)","v":2},1299,{"$f":"SUMIF(GHA!$AQ$51:$AQ$90,CB408,GHA!$BJ$51:$BJ$90)","v":1265.3626074583512}]
[null,null,null,null,null,null,null,null,null,null,null,null,null,null,null,null,null,null,null,null,null,null,null,null,null,null,null,null,null,null,null,null,null,null,null,null,null,null,null,null,null,null,null,null,null,null,null,null,null,null,null,null,null,null,null,null,null,null,null,null,null,null,null,null,null,null,null,null,null,null,null,null,null,null,null,17,23,407,{"$f":"OFFSET(GHA!$D$1,IF($CA$1,BX409,366-BX409),BY409)","v":1198},{"$f":"IF(BZ409=SUMIF(GHA!$AQ$51:$AQ$90,CB408,GHA!$BK$51:$BK$90),CB408+1,CB408)","v":2},1299,{"$f":"SUMIF(GHA!$AQ$51:$AQ$90,CB409,GHA!$BJ$51:$BJ$90)","v":1265.3626074583512}]
[null,null,null,null,null,null,null,null,null,null,null,null,null,null,null,null,null,null,null,null,null,null,null,null,null,null,null,null,null,null,null,null,null,null,null,null,null,null,null,null,null,null,null,null,null,null,null,null,null,null,null,null,null,null,null,null,null,null,null,null,null,null,null,null,null,null,null,null,null,null,null,null,null,null,null,17,24,408,{"$f":"OFFSET(GHA!$D$1,IF($CA$1,BX410,366-BX410),BY410)","v":1175},{"$f":"IF(BZ410=SUMIF(GHA!$AQ$51:$AQ$90,CB409,GHA!$BK$51:$BK$90),CB409+1,CB409)","v":2},1299,{"$f":"SUMIF(GHA!$AQ$51:$AQ$90,CB410,GHA!$BJ$51:$BJ$90)","v":1265.3626074583512}]
[null,null,null,null,null,null,null,null,null,null,null,null,null,null,null,null,null,null,null,null,null,null,null,null,null,null,null,null,null,null,null,null,null,null,null,null,null,null,null,null,null,null,null,null,null,null,null,null,null,null,null,null,null,null,null,null,null,null,null,null,null,null,null,null,null,null,null,null,null,null,null,null,null,null,null,18,{"$f":"BY387","v":1},409,{"$f":"OFFSET(GHA!$D$1,IF($CA$1,BX411,366-BX411),BY411)","v":1103},{"$f":"IF(BZ411=SUMIF(GHA!$AQ$51:$AQ$90,CB410,GHA!$BK$51:$BK$90),CB410+1,CB410)","v":2},1299,{"$f":"SUMIF(GHA!$AQ$51:$AQ$90,CB411,GHA!$BJ$51:$BJ$90)","v":1265.3626074583512}]
[null,null,null,null,null,null,null,null,null,null,null,null,null,null,null,null,null,null,null,null,null,null,null,null,null,null,null,null,null,null,null,null,null,null,null,null,null,null,null,null,null,null,null,null,null,null,null,null,null,null,null,null,null,null,null,null,null,null,null,null,null,null,null,null,null,null,null,null,null,null,null,null,null,null,null,18,2,410,{"$f":"OFFSET(GHA!$D$1,IF($CA$1,BX412,366-BX412),BY412)","v":1072},{"$f":"IF(BZ412=SUMIF(GHA!$AQ$51:$AQ$90,CB411,GHA!$BK$51:$BK$90),CB411+1,CB411)","v":2},1299,{"$f":"SUMIF(GHA!$AQ$51:$AQ$90,CB412,GHA!$BJ$51:$BJ$90)","v":1265.3626074583512}]
[null,null,null,null,null,null,null,null,null,null,null,null,null,null,null,null,null,null,null,null,null,null,null,null,null,null,null,null,null,null,null,null,null,null,null,null,null,null,null,null,null,null,null,null,null,null,null,null,null,null,null,null,null,null,null,null,null,null,null,null,null,null,null,null,null,null,null,null,null,null,null,null,null,null,null,18,3,411,{"$f":"OFFSET(GHA!$D$1,IF($CA$1,BX413,366-BX413),BY413)","v":1066},{"$f":"IF(BZ413=SUMIF(GHA!$AQ$51:$AQ$90,CB412,GHA!$BK$51:$BK$90),CB412+1,CB412)","v":2},1298.7,{"$f":"SUMIF(GHA!$AQ$51:$AQ$90,CB413,GHA!$BJ$51:$BJ$90)","v":1265.3626074583512}]
[null,null,null,null,null,null,null,null,null,null,null,null,null,null,null,null,null,null,null,null,null,null,null,null,null,null,null,null,null,null,null,null,null,null,null,null,null,null,null,null,null,null,null,null,null,null,null,null,null,null,null,null,null,null,null,null,null,null,null,null,null,null,null,null,null,null,null,null,null,null,null,null,null,null,null,18,4,412,{"$f":"OFFSET(GHA!$D$1,IF($CA$1,BX414,366-BX414),BY414)","v":1042},{"$f":"IF(BZ414=SUMIF(GHA!$AQ$51:$AQ$90,CB413,GHA!$BK$51:$BK$90),CB413+1,CB413)","v":2},1298,{"$f":"SUMIF(GHA!$AQ$51:$AQ$90,CB414,GHA!$BJ$51:$BJ$90)","v":1265.3626074583512}]
[null,null,null,null,null,null,null,null,null,null,null,null,null,null,null,null,null,null,null,null,null,null,null,null,null,null,null,null,null,null,null,null,null,null,null,null,null,null,null,null,null,null,null,null,null,null,null,null,null,null,null,null,null,null,null,null,null,null,null,null,null,null,null,null,null,null,null,null,null,null,null,null,null,null,null,18,5,413,{"$f":"OFFSET(GHA!$D$1,IF($CA$1,BX415,366-BX415),BY415)","v":1065},{"$f":"IF(BZ415=SUMIF(GHA!$AQ$51:$AQ$90,CB414,GHA!$BK$51:$BK$90),CB414+1,CB414)","v":2},1298,{"$f":"SUMIF(GHA!$AQ$51:$AQ$90,CB415,GHA!$BJ$51:$BJ$90)","v":1265.3626074583512}]
[null,null,null,null,null,null,null,null,null,null,null,null,null,null,null,null,null,null,null,null,null,null,null,null,null,null,null,null,null,null,null,null,null,null,null,null,null,null,null,null,null,null,null,null,null,null,null,null,null,null,null,null,null,null,null,null,null,null,null,null,null,null,null,null,null,null,null,null,null,null,null,null,null,null,null,18,6,414,{"$f":"OFFSET(GHA!$D$1,IF($CA$1,BX416,366-BX416),BY416)","v":1085},{"$f":"IF(BZ416=SUMIF(GHA!$AQ$51:$AQ$90,CB415,GHA!$BK$51:$BK$90),CB415+1,CB415)","v":2},1298,{"$f":"SUMIF(GHA!$AQ$51:$AQ$90,CB416,GHA!$BJ$51:$BJ$90)","v":1265.3626074583512}]
[null,null,null,null,null,null,null,null,null,null,null,null,null,null,null,null,null,null,null,null,null,null,null,null,null,null,null,null,null,null,null,null,null,null,null,null,null,null,null,null,null,null,null,null,null,null,null,null,null,null,null,null,null,null,null,null,null,null,null,null,null,null,null,null,null,null,null,null,null,null,null,null,null,null,null,18,7,415,{"$f":"OFFSET(GHA!$D$1,IF($CA$1,BX417,366-BX417),BY417)","v":981},{"$f":"IF(BZ417=SUMIF(GHA!$AQ$51:$AQ$90,CB416,GHA!$BK$51:$BK$90),CB416+1,CB416)","v":2},1298,{"$f":"SUMIF(GHA!$AQ$51:$AQ$90,CB417,GHA!$BJ$51:$BJ$90)","v":1265.3626074583512}]
[null,null,null,null,null,null,null,null,null,null,null,null,null,null,null,null,null,null,null,null,null,null,null,null,null,null,null,null,null,null,null,null,null,null,null,null,null,null,null,null,null,null,null,null,null,null,null,null,null,null,null,null,null,null,null,null,null,null,null,null,null,null,null,null,null,null,null,null,null,null,null,null,null,null,null,18,8,416,{"$f":"OFFSET(GHA!$D$1,IF($CA$1,BX418,366-BX418),BY418)","v":979},{"$f":"IF(BZ418=SUMIF(GHA!$AQ$51:$AQ$90,CB417,GHA!$BK$51:$BK$90),CB417+1,CB417)","v":2},1297.5,{"$f":"SUMIF(GHA!$AQ$51:$AQ$90,CB418,GHA!$BJ$51:$BJ$90)","v":1265.3626074583512}]
[null,null,null,null,null,null,null,null,null,null,null,null,null,null,null,null,null,null,null,null,null,null,null,null,null,null,null,null,null,null,null,null,null,null,null,null,null,null,null,null,null,null,null,null,null,null,null,null,null,null,null,null,null,null,null,null,null,null,null,null,null,null,null,null,null,null,null,null,null,null,null,null,null,null,null,18,9,417,{"$f":"OFFSET(GHA!$D$1,IF($CA$1,BX419,366-BX419),BY419)","v":963},{"$f":"IF(BZ419=SUMIF(GHA!$AQ$51:$AQ$90,CB418,GHA!$BK$51:$BK$90),CB418+1,CB418)","v":2},1297,{"$f":"SUMIF(GHA!$AQ$51:$AQ$90,CB419,GHA!$BJ$51:$BJ$90)","v":1265.3626074583512}]
[null,null,null,null,null,null,null,null,null,null,null,null,null,null,null,null,null,null,null,null,null,null,null,null,null,null,null,null,null,null,null,null,null,null,null,null,null,null,null,null,null,null,null,null,null,null,null,null,null,null,null,null,null,null,null,null,null,null,null,null,null,null,null,null,null,null,null,null,null,null,null,null,null,null,null,18,10,418,{"$f":"OFFSET(GHA!$D$1,IF($CA$1,BX420,366-BX420),BY420)","v":932},{"$f":"IF(BZ420=SUMIF(GHA!$AQ$51:$AQ$90,CB419,GHA!$BK$51:$BK$90),CB419+1,CB419)","v":2},1297,{"$f":"SUMIF(GHA!$AQ$51:$AQ$90,CB420,GHA!$BJ$51:$BJ$90)","v":1265.3626074583512}]
[null,null,null,null,null,null,null,null,null,null,null,null,null,null,null,null,null,null,null,null,null,null,null,null,null,null,null,null,null,null,null,null,null,null,null,null,null,null,null,null,null,null,null,null,null,null,null,null,null,null,null,null,null,null,null,null,null,null,null,null,null,null,null,null,null,null,null,null,null,null,null,null,null,null,null,18,11,419,{"$f":"OFFSET(GHA!$D$1,IF($CA$1,BX421,366-BX421),BY421)","v":919},{"$f":"IF(BZ421=SUMIF(GHA!$AQ$51:$AQ$90,CB420,GHA!$BK$51:$BK$90),CB420+1,CB420)","v":2},1297,{"$f":"SUMIF(GHA!$AQ$51:$AQ$90,CB421,GHA!$BJ$51:$BJ$90)","v":1265.3626074583512}]
[null,null,null,null,null,null,null,null,null,null,null,null,null,null,null,null,null,null,null,null,null,null,null,null,null,null,null,null,null,null,null,null,null,null,null,null,null,null,null,null,null,null,null,null,null,null,null,null,null,null,null,null,null,null,null,null,null,null,null,null,null,null,null,null,null,null,null,null,null,null,null,null,null,null,null,18,12,420,{"$f":"OFFSET(GHA!$D$1,IF($CA$1,BX422,366-BX422),BY422)","v":953},{"$f":"IF(BZ422=SUMIF(GHA!$AQ$51:$AQ$90,CB421,GHA!$BK$51:$BK$90),CB421+1,CB421)","v":2},1297,{"$f":"SUMIF(GHA!$AQ$51:$AQ$90,CB422,GHA!$BJ$51:$BJ$90)","v":1265.3626074583512}]
[null,null,null,null,null,null,null,null,null,null,null,null,null,null,null,null,null,null,null,null,null,null,null,null,null,null,null,null,null,null,null,null,null,null,null,null,null,null,null,null,null,null,null,null,null,null,null,null,null,null,null,null,null,null,null,null,null,null,null,null,null,null,null,null,null,null,null,null,null,null,null,null,null,null,null,18,13,421,{"$f":"OFFSET(GHA!$D$1,IF($CA$1,BX423,366-BX423),BY423)","v":957},{"$f":"IF(BZ423=SUMIF(GHA!$AQ$51:$AQ$90,CB422,GHA!$BK$51:$BK$90),CB422+1,CB422)","v":2},1297,{"$f":"SUMIF(GHA!$AQ$51:$AQ$90,CB423,GHA!$BJ$51:$BJ$90)","v":1265.3626074583512}]
[null,null,null,null,null,null,null,null,null,null,null,null,null,null,null,null,null,null,null,null,null,null,null,null,null,null,null,null,null,null,null,null,null,null,null,null,null,null,null,null,null,null,null,null,null,null,null,null,null,null,null,null,null,null,null,null,null,null,null,null,null,null,null,null,null,null,null,null,null,null,null,null,null,null,null,18,14,422,{"$f":"OFFSET(GHA!$D$1,IF($CA$1,BX424,366-BX424),BY424)","v":985},{"$f":"IF(BZ424=SUMIF(GHA!$AQ$51:$AQ$90,CB423,GHA!$BK$51:$BK$90),CB423+1,CB423)","v":2},1297,{"$f":"SUMIF(GHA!$AQ$51:$AQ$90,CB424,GHA!$BJ$51:$BJ$90)","v":1265.3626074583512}]
[null,null,null,null,null,null,null,null,null,null,null,null,null,null,null,null,null,null,null,null,null,null,null,null,null,null,null,null,null,null,null,null,null,null,null,null,null,null,null,null,null,null,null,null,null,null,null,null,null,null,null,null,null,null,null,null,null,null,null,null,null,null,null,null,null,null,null,null,null,null,null,null,null,null,null,18,15,423,{"$f":"OFFSET(GHA!$D$1,IF($CA$1,BX425,366-BX425),BY425)","v":992},{"$f":"IF(BZ425=SUMIF(GHA!$AQ$51:$AQ$90,CB424,GHA!$BK$51:$BK$90),CB424+1,CB424)","v":2},1297,{"$f":"SUMIF(GHA!$AQ$51:$AQ$90,CB425,GHA!$BJ$51:$BJ$90)","v":1265.3626074583512}]
[null,null,null,null,null,null,null,null,null,null,null,null,null,null,null,null,null,null,null,null,null,null,null,null,null,null,null,null,null,null,null,null,null,null,null,null,null,null,null,null,null,null,null,null,null,null,null,null,null,null,null,null,null,null,null,null,null,null,null,null,null,null,null,null,null,null,null,null,null,null,null,null,null,null,null,18,16,424,{"$f":"OFFSET(GHA!$D$1,IF($CA$1,BX426,366-BX426),BY426)","v":993},{"$f":"IF(BZ426=SUMIF(GHA!$AQ$51:$AQ$90,CB425,GHA!$BK$51:$BK$90),CB425+1,CB425)","v":2},1296.5999999999999,{"$f":"SUMIF(GHA!$AQ$51:$AQ$90,CB426,GHA!$BJ$51:$BJ$90)","v":1265.3626074583512}]
[null,null,null,null,null,null,null,null,null,null,null,null,null,null,null,null,null,null,null,null,null,null,null,null,null,null,null,null,null,null,null,null,null,null,null,null,null,null,null,null,null,null,null,null,null,null,null,null,null,null,null,null,null,null,null,null,null,null,null,null,null,null,null,null,null,null,null,null,null,null,null,null,null,null,null,18,17,425,{"$f":"OFFSET(GHA!$D$1,IF($CA$1,BX427,366-BX427),BY427)","v":991},{"$f":"IF(BZ427=SUMIF(GHA!$AQ$51:$AQ$90,CB426,GHA!$BK$51:$BK$90),CB426+1,CB426)","v":2},1296,{"$f":"SUMIF(GHA!$AQ$51:$AQ$90,CB427,GHA!$BJ$51:$BJ$90)","v":1265.3626074583512}]
[null,null,null,null,null,null,null,null,null,null,null,null,null,null,null,null,null,null,null,null,null,null,null,null,null,null,null,null,null,null,null,null,null,null,null,null,null,null,null,null,null,null,null,null,null,null,null,null,null,null,null,null,null,null,null,null,null,null,null,null,null,null,null,null,null,null,null,null,null,null,null,null,null,null,null,18,18,426,{"$f":"OFFSET(GHA!$D$1,IF($CA$1,BX428,366-BX428),BY428)","v":1046},{"$f":"IF(BZ428=SUMIF(GHA!$AQ$51:$AQ$90,CB427,GHA!$BK$51:$BK$90),CB427+1,CB427)","v":2},1296,{"$f":"SUMIF(GHA!$AQ$51:$AQ$90,CB428,GHA!$BJ$51:$BJ$90)","v":1265.3626074583512}]
[null,null,null,null,null,null,null,null,null,null,null,null,null,null,null,null,null,null,null,null,null,null,null,null,null,null,null,null,null,null,null,null,null,null,null,null,null,null,null,null,null,null,null,null,null,null,null,null,null,null,null,null,null,null,null,null,null,null,null,null,null,null,null,null,null,null,null,null,null,null,null,null,null,null,null,18,19,427,{"$f":"OFFSET(GHA!$D$1,IF($CA$1,BX429,366-BX429),BY429)","v":1214},{"$f":"IF(BZ429=SUMIF(GHA!$AQ$51:$AQ$90,CB428,GHA!$BK$51:$BK$90),CB428+1,CB428)","v":2},1296,{"$f":"SUMIF(GHA!$AQ$51:$AQ$90,CB429,GHA!$BJ$51:$BJ$90)","v":1265.3626074583512}]
[null,null,null,null,null,null,null,null,null,null,null,null,null,null,null,null,null,null,null,null,null,null,null,null,null,null,null,null,null,null,null,null,null,null,null,null,null,null,null,null,null,null,null,null,null,null,null,null,null,null,null,null,null,null,null,null,null,null,null,null,null,null,null,null,null,null,null,null,null,null,null,null,null,null,null,18,20,428,{"$f":"OFFSET(GHA!$D$1,IF($CA$1,BX430,366-BX430),BY430)","v":1246},{"$f":"IF(BZ430=SUMIF(GHA!$AQ$51:$AQ$90,CB429,GHA!$BK$51:$BK$90),CB429+1,CB429)","v":2},1296,{"$f":"SUMIF(GHA!$AQ$51:$AQ$90,CB430,GHA!$BJ$51:$BJ$90)","v":1265.3626074583512}]
[null,null,null,null,null,null,null,null,null,null,null,null,null,null,null,null,null,null,null,null,null,null,null,null,null,null,null,null,null,null,null,null,null,null,null,null,null,null,null,null,null,null,null,null,null,null,null,null,null,null,null,null,null,null,null,null,null,null,null,null,null,null,null,null,null,null,null,null,null,null,null,null,null,null,null,18,21,429,{"$f":"OFFSET(GHA!$D$1,IF($CA$1,BX431,366-BX431),BY431)","v":1239},{"$f":"IF(BZ431=SUMIF(GHA!$AQ$51:$AQ$90,CB430,GHA!$BK$51:$BK$90),CB430+1,CB430)","v":2},1296,{"$f":"SUMIF(GHA!$AQ$51:$AQ$90,CB431,GHA!$BJ$51:$BJ$90)","v":1265.3626074583512}]
[null,null,null,null,null,null,null,null,null,null,null,null,null,null,null,null,null,null,null,null,null,null,null,null,null,null,null,null,null,null,null,null,null,null,null,null,null,null,null,null,null,null,null,null,null,null,null,null,null,null,null,null,null,null,null,null,null,null,null,null,null,null,null,null,null,null,null,null,null,null,null,null,null,null,null,18,22,430,{"$f":"OFFSET(GHA!$D$1,IF($CA$1,BX432,366-BX432),BY432)","v":1209},{"$f":"IF(BZ432=SUMIF(GHA!$AQ$51:$AQ$90,CB431,GHA!$BK$51:$BK$90),CB431+1,CB431)","v":2},1296,{"$f":"SUMIF(GHA!$AQ$51:$AQ$90,CB432,GHA!$BJ$51:$BJ$90)","v":1265.3626074583512}]
[null,null,null,null,null,null,null,null,null,null,null,null,null,null,null,null,null,null,null,null,null,null,null,null,null,null,null,null,null,null,null,null,null,null,null,null,null,null,null,null,null,null,null,null,null,null,null,null,null,null,null,null,null,null,null,null,null,null,null,null,null,null,null,null,null,null,null,null,null,null,null,null,null,null,null,18,23,431,{"$f":"OFFSET(GHA!$D$1,IF($CA$1,BX433,366-BX433),BY433)","v":1125},{"$f":"IF(BZ433=SUMIF(GHA!$AQ$51:$AQ$90,CB432,GHA!$BK$51:$BK$90),CB432+1,CB432)","v":2},1295.8,{"$f":"SUMIF(GHA!$AQ$51:$AQ$90,CB433,GHA!$BJ$51:$BJ$90)","v":1265.3626074583512}]
[null,null,null,null,null,null,null,null,null,null,null,null,null,null,null,null,null,null,null,null,null,null,null,null,null,null,null,null,null,null,null,null,null,null,null,null,null,null,null,null,null,null,null,null,null,null,null,null,null,null,null,null,null,null,null,null,null,null,null,null,null,null,null,null,null,null,null,null,null,null,null,null,null,null,null,18,24,432,{"$f":"OFFSET(GHA!$D$1,IF($CA$1,BX434,366-BX434),BY434)","v":1061},{"$f":"IF(BZ434=SUMIF(GHA!$AQ$51:$AQ$90,CB433,GHA!$BK$51:$BK$90),CB433+1,CB433)","v":2},1295,{"$f":"SUMIF(GHA!$AQ$51:$AQ$90,CB434,GHA!$BJ$51:$BJ$90)","v":1265.3626074583512}]
[null,null,null,null,null,null,null,null,null,null,null,null,null,null,null,null,null,null,null,null,null,null,null,null,null,null,null,null,null,null,null,null,null,null,null,null,null,null,null,null,null,null,null,null,null,null,null,null,null,null,null,null,null,null,null,null,null,null,null,null,null,null,null,null,null,null,null,null,null,null,null,null,null,null,null,19,1,433,{"$f":"OFFSET(GHA!$D$1,IF($CA$1,BX435,366-BX435),BY435)","v":1001},{"$f":"IF(BZ435=SUMIF(GHA!$AQ$51:$AQ$90,CB434,GHA!$BK$51:$BK$90),CB434+1,CB434)","v":2},1295,{"$f":"SUMIF(GHA!$AQ$51:$AQ$90,CB435,GHA!$BJ$51:$BJ$90)","v":1265.3626074583512}]
[null,null,null,null,null,null,null,null,null,null,null,null,null,null,null,null,null,null,null,null,null,null,null,null,null,null,null,null,null,null,null,null,null,null,null,null,null,null,null,null,null,null,null,null,null,null,null,null,null,null,null,null,null,null,null,null,null,null,null,null,null,null,null,null,null,null,null,null,null,null,null,null,null,null,null,19,2,434,{"$f":"OFFSET(GHA!$D$1,IF($CA$1,BX436,366-BX436),BY436)","v":977},{"$f":"IF(BZ436=SUMIF(GHA!$AQ$51:$AQ$90,CB435,GHA!$BK$51:$BK$90),CB435+1,CB435)","v":2},1295,{"$f":"SUMIF(GHA!$AQ$51:$AQ$90,CB436,GHA!$BJ$51:$BJ$90)","v":1265.3626074583512}]
[null,null,null,null,null,null,null,null,null,null,null,null,null,null,null,null,null,null,null,null,null,null,null,null,null,null,null,null,null,null,null,null,null,null,null,null,null,null,null,null,null,null,null,null,null,null,null,null,null,null,null,null,null,null,null,null,null,null,null,null,null,null,null,null,null,null,null,null,null,null,null,null,null,null,null,19,3,435,{"$f":"OFFSET(GHA!$D$1,IF($CA$1,BX437,366-BX437),BY437)","v":959},{"$f":"IF(BZ437=SUMIF(GHA!$AQ$51:$AQ$90,CB436,GHA!$BK$51:$BK$90),CB436+1,CB436)","v":2},1295,{"$f":"SUMIF(GHA!$AQ$51:$AQ$90,CB437,GHA!$BJ$51:$BJ$90)","v":1265.3626074583512}]
[null,null,null,null,null,null,null,null,null,null,null,null,null,null,null,null,null,null,null,null,null,null,null,null,null,null,null,null,null,null,null,null,null,null,null,null,null,null,null,null,null,null,null,null,null,null,null,null,null,null,null,null,null,null,null,null,null,null,null,null,null,null,null,null,null,null,null,null,null,null,null,null,null,null,null,19,4,436,{"$f":"OFFSET(GHA!$D$1,IF($CA$1,BX438,366-BX438),BY438)","v":962},{"$f":"IF(BZ438=SUMIF(GHA!$AQ$51:$AQ$90,CB437,GHA!$BK$51:$BK$90),CB437+1,CB437)","v":2},1295,{"$f":"SUMIF(GHA!$AQ$51:$AQ$90,CB438,GHA!$BJ$51:$BJ$90)","v":1265.3626074583512}]
[null,null,null,null,null,null,null,null,null,null,null,null,null,null,null,null,null,null,null,null,null,null,null,null,null,null,null,null,null,null,null,null,null,null,null,null,null,null,null,null,null,null,null,null,null,null,null,null,null,null,null,null,null,null,null,null,null,null,null,null,null,null,null,null,null,null,null,null,null,null,null,null,null,null,null,19,5,437,{"$f":"OFFSET(GHA!$D$1,IF($CA$1,BX439,366-BX439),BY439)","v":1025},{"$f":"IF(BZ439=SUMIF(GHA!$AQ$51:$AQ$90,CB438,GHA!$BK$51:$BK$90),CB438+1,CB438)","v":2},1295,{"$f":"SUMIF(GHA!$AQ$51:$AQ$90,CB439,GHA!$BJ$51:$BJ$90)","v":1265.3626074583512}]
[null,null,null,null,null,null,null,null,null,null,null,null,null,null,null,null,null,null,null,null,null,null,null,null,null,null,null,null,null,null,null,null,null,null,null,null,null,null,null,null,null,null,null,null,null,null,null,null,null,null,null,null,null,null,null,null,null,null,null,null,null,null,null,null,null,null,null,null,null,null,null,null,null,null,null,19,6,438,{"$f":"OFFSET(GHA!$D$1,IF($CA$1,BX440,366-BX440),BY440)","v":1110},{"$f":"IF(BZ440=SUMIF(GHA!$AQ$51:$AQ$90,CB439,GHA!$BK$51:$BK$90),CB439+1,CB439)","v":2},1295,{"$f":"SUMIF(GHA!$AQ$51:$AQ$90,CB440,GHA!$BJ$51:$BJ$90)","v":1265.3626074583512}]
[null,null,null,null,null,null,null,null,null,null,null,null,null,null,null,null,null,null,null,null,null,null,null,null,null,null,null,null,null,null,null,null,null,null,null,null,null,null,null,null,null,null,null,null,null,null,null,null,null,null,null,null,null,null,null,null,null,null,null,null,null,null,null,null,null,null,null,null,null,null,null,null,null,null,null,19,7,439,{"$f":"OFFSET(GHA!$D$1,IF($CA$1,BX441,366-BX441),BY441)","v":1001},{"$f":"IF(BZ441=SUMIF(GHA!$AQ$51:$AQ$90,CB440,GHA!$BK$51:$BK$90),CB440+1,CB440)","v":2},1295,{"$f":"SUMIF(GHA!$AQ$51:$AQ$90,CB441,GHA!$BJ$51:$BJ$90)","v":1265.3626074583512}]
[null,null,null,null,null,null,null,null,null,null,null,null,null,null,null,null,null,null,null,null,null,null,null,null,null,null,null,null,null,null,null,null,null,null,null,null,null,null,null,null,null,null,null,null,null,null,null,null,null,null,null,null,null,null,null,null,null,null,null,null,null,null,null,null,null,null,null,null,null,null,null,null,null,null,null,19,8,440,{"$f":"OFFSET(GHA!$D$1,IF($CA$1,BX442,366-BX442),BY442)","v":1013},{"$f":"IF(BZ442=SUMIF(GHA!$AQ$51:$AQ$90,CB441,GHA!$BK$51:$BK$90),CB441+1,CB441)","v":2},1294.5,{"$f":"SUMIF(GHA!$AQ$51:$AQ$90,CB442,GHA!$BJ$51:$BJ$90)","v":1265.3626074583512}]
[null,null,null,null,null,null,null,null,null,null,null,null,null,null,null,null,null,null,null,null,null,null,null,null,null,null,null,null,null,null,null,null,null,null,null,null,null,null,null,null,null,null,null,null,null,null,null,null,null,null,null,null,null,null,null,null,null,null,null,null,null,null,null,null,null,null,null,null,null,null,null,null,null,null,null,19,9,441,{"$f":"OFFSET(GHA!$D$1,IF($CA$1,BX443,366-BX443),BY443)","v":1053},{"$f":"IF(BZ443=SUMIF(GHA!$AQ$51:$AQ$90,CB442,GHA!$BK$51:$BK$90),CB442+1,CB442)","v":2},1294.2,{"$f":"SUMIF(GHA!$AQ$51:$AQ$90,CB443,GHA!$BJ$51:$BJ$90)","v":1265.3626074583512}]
[null,null,null,null,null,null,null,null,null,null,null,null,null,null,null,null,null,null,null,null,null,null,null,null,null,null,null,null,null,null,null,null,null,null,null,null,null,null,null,null,null,null,null,null,null,null,null,null,null,null,null,null,null,null,null,null,null,null,null,null,null,null,null,null,null,null,null,null,null,null,null,null,null,null,null,19,10,442,{"$f":"OFFSET(GHA!$D$1,IF($CA$1,BX444,366-BX444),BY444)","v":1068},{"$f":"IF(BZ444=SUMIF(GHA!$AQ$51:$AQ$90,CB443,GHA!$BK$51:$BK$90),CB443+1,CB443)","v":2},1294.2,{"$f":"SUMIF(GHA!$AQ$51:$AQ$90,CB444,GHA!$BJ$51:$BJ$90)","v":1265.3626074583512}]
[null,null,null,null,null,null,null,null,null,null,null,null,null,null,null,null,null,null,null,null,null,null,null,null,null,null,null,null,null,null,null,null,null,null,null,null,null,null,null,null,null,null,null,null,null,null,null,null,null,null,null,null,null,null,null,null,null,null,null,null,null,null,null,null,null,null,null,null,null,null,null,null,null,null,null,19,11,443,{"$f":"OFFSET(GHA!$D$1,IF($CA$1,BX445,366-BX445),BY445)","v":1065},{"$f":"IF(BZ445=SUMIF(GHA!$AQ$51:$AQ$90,CB444,GHA!$BK$51:$BK$90),CB444+1,CB444)","v":2},1294,{"$f":"SUMIF(GHA!$AQ$51:$AQ$90,CB445,GHA!$BJ$51:$BJ$90)","v":1265.3626074583512}]
[null,null,null,null,null,null,null,null,null,null,null,null,null,null,null,null,null,null,null,null,null,null,null,null,null,null,null,null,null,null,null,null,null,null,null,null,null,null,null,null,null,null,null,null,null,null,null,null,null,null,null,null,null,null,null,null,null,null,null,null,null,null,null,null,null,null,null,null,null,null,null,null,null,null,null,19,12,444,{"$f":"OFFSET(GHA!$D$1,IF($CA$1,BX446,366-BX446),BY446)","v":1065},{"$f":"IF(BZ446=SUMIF(GHA!$AQ$51:$AQ$90,CB445,GHA!$BK$51:$BK$90),CB445+1,CB445)","v":2},1294,{"$f":"SUMIF(GHA!$AQ$51:$AQ$90,CB446,GHA!$BJ$51:$BJ$90)","v":1265.3626074583512}]
[null,null,null,null,null,null,null,null,null,null,null,null,null,null,null,null,null,null,null,null,null,null,null,null,null,null,null,null,null,null,null,null,null,null,null,null,null,null,null,null,null,null,null,null,null,null,null,null,null,null,null,null,null,null,null,null,null,null,null,null,null,null,null,null,null,null,null,null,null,null,null,null,null,null,null,19,13,445,{"$f":"OFFSET(GHA!$D$1,IF($CA$1,BX447,366-BX447),BY447)","v":1055},{"$f":"IF(BZ447=SUMIF(GHA!$AQ$51:$AQ$90,CB446,GHA!$BK$51:$BK$90),CB446+1,CB446)","v":2},1294,{"$f":"SUMIF(GHA!$AQ$51:$AQ$90,CB447,GHA!$BJ$51:$BJ$90)","v":1265.3626074583512}]
[null,null,null,null,null,null,null,null,null,null,null,null,null,null,null,null,null,null,null,null,null,null,null,null,null,null,null,null,null,null,null,null,null,null,null,null,null,null,null,null,null,null,null,null,null,null,null,null,null,null,null,null,null,null,null,null,null,null,null,null,null,null,null,null,null,null,null,null,null,null,null,null,null,null,null,19,14,446,{"$f":"OFFSET(GHA!$D$1,IF($CA$1,BX448,366-BX448),BY448)","v":1056},{"$f":"IF(BZ448=SUMIF(GHA!$AQ$51:$AQ$90,CB447,GHA!$BK$51:$BK$90),CB447+1,CB447)","v":2},1294,{"$f":"SUMIF(GHA!$AQ$51:$AQ$90,CB448,GHA!$BJ$51:$BJ$90)","v":1265.3626074583512}]
[null,null,null,null,null,null,null,null,null,null,null,null,null,null,null,null,null,null,null,null,null,null,null,null,null,null,null,null,null,null,null,null,null,null,null,null,null,null,null,null,null,null,null,null,null,null,null,null,null,null,null,null,null,null,null,null,null,null,null,null,null,null,null,null,null,null,null,null,null,null,null,null,null,null,null,19,15,447,{"$f":"OFFSET(GHA!$D$1,IF($CA$1,BX449,366-BX449),BY449)","v":1124},{"$f":"IF(BZ449=SUMIF(GHA!$AQ$51:$AQ$90,CB448,GHA!$BK$51:$BK$90),CB448+1,CB448)","v":2},1294,{"$f":"SUMIF(GHA!$AQ$51:$AQ$90,CB449,GHA!$BJ$51:$BJ$90)","v":1265.3626074583512}]
[null,null,null,null,null,null,null,null,null,null,null,null,null,null,null,null,null,null,null,null,null,null,null,null,null,null,null,null,null,null,null,null,null,null,null,null,null,null,null,null,null,null,null,null,null,null,null,null,null,null,null,null,null,null,null,null,null,null,null,null,null,null,null,null,null,null,null,null,null,null,null,null,null,null,null,19,16,448,{"$f":"OFFSET(GHA!$D$1,IF($CA$1,BX450,366-BX450),BY450)","v":1085},{"$f":"IF(BZ450=SUMIF(GHA!$AQ$51:$AQ$90,CB449,GHA!$BK$51:$BK$90),CB449+1,CB449)","v":2},1293.7,{"$f":"SUMIF(GHA!$AQ$51:$AQ$90,CB450,GHA!$BJ$51:$BJ$90)","v":1265.3626074583512}]
[null,null,null,null,null,null,null,null,null,null,null,null,null,null,null,null,null,null,null,null,null,null,null,null,null,null,null,null,null,null,null,null,null,null,null,null,null,null,null,null,null,null,null,null,null,null,null,null,null,null,null,null,null,null,null,null,null,null,null,null,null,null,null,null,null,null,null,null,null,null,null,null,null,null,null,{"$f":"ROUNDDOWN((BZ451-1)/24,0)+1","v":19},17,449,{"$f":"OFFSET(GHA!$D$1,IF($CA$1,BX451,366-BX451),BY451)","v":1070},{"$f":"IF(BZ451=SUMIF(GHA!$AQ$51:$AQ$90,CB450,GHA!$BK$51:$BK$90),CB450+1,CB450)","v":2},1293.5,{"$f":"SUMIF(GHA!$AQ$51:$AQ$90,CB451,GHA!$BJ$51:$BJ$90)","v":1265.3626074583512}]
[null,null,null,null,null,null,null,null,null,null,null,null,null,null,null,null,null,null,null,null,null,null,null,null,null,null,null,null,null,null,null,null,null,null,null,null,null,null,null,null,null,null,null,null,null,null,null,null,null,null,null,null,null,null,null,null,null,null,null,null,null,null,null,null,null,null,null,null,null,null,null,null,null,null,null,19,18,{"$f":"BZ451+1","v":450},{"$f":"OFFSET(GHA!$D$1,IF($CA$1,BX452,366-BX452),BY452)","v":1053},{"$f":"IF(BZ452=SUMIF(GHA!$AQ$51:$AQ$90,CB451,GHA!$BK$51:$BK$90),CB451+1,CB451)","v":2},1293,{"$f":"SUMIF(GHA!$AQ$51:$AQ$90,CB452,GHA!$BJ$51:$BJ$90)","v":1265.3626074583512}]
[null,null,null,null,null,null,null,null,null,null,null,null,null,null,null,null,null,null,null,null,null,null,null,null,null,null,null,null,null,null,null,null,null,null,null,null,null,null,null,null,null,null,null,null,null,null,null,null,null,null,null,null,null,null,null,null,null,null,null,null,null,null,null,null,null,null,null,null,null,null,null,null,null,null,null,19,19,451,{"$f":"OFFSET(GHA!$D$1,IF($CA$1,BX453,366-BX453),BY453)","v":1257},{"$f":"IF(BZ453=SUMIF(GHA!$AQ$51:$AQ$90,CB452,GHA!$BK$51:$BK$90),CB452+1,CB452)","v":2},1293,{"$f":"SUMIF(GHA!$AQ$51:$AQ$90,CB453,GHA!$BJ$51:$BJ$90)","v":1265.3626074583512}]
[null,null,null,null,null,null,null,null,null,null,null,null,null,null,null,null,null,null,null,null,null,null,null,null,null,null,null,null,null,null,null,null,null,null,null,null,null,null,null,null,null,null,null,null,null,null,null,null,null,null,null,null,null,null,null,null,null,null,null,null,null,null,null,null,null,null,null,null,null,null,null,null,null,null,null,19,20,452,{"$f":"OFFSET(GHA!$D$1,IF($CA$1,BX454,366-BX454),BY454)","v":1228},{"$f":"IF(BZ454=SUMIF(GHA!$AQ$51:$AQ$90,CB453,GHA!$BK$51:$BK$90),CB453+1,CB453)","v":2},1293,{"$f":"SUMIF(GHA!$AQ$51:$AQ$90,CB454,GHA!$BJ$51:$BJ$90)","v":1265.3626074583512}]
[null,null,null,null,null,null,null,null,null,null,null,null,null,null,null,null,null,null,null,null,null,null,null,null,null,null,null,null,null,null,null,null,null,null,null,null,null,null,null,null,null,null,null,null,null,null,null,null,null,null,null,null,null,null,null,null,null,null,null,null,null,null,null,null,null,null,null,null,null,null,null,null,null,null,null,19,21,453,{"$f":"OFFSET(GHA!$D$1,IF($CA$1,BX455,366-BX455),BY455)","v":1228},{"$f":"IF(BZ455=SUMIF(GHA!$AQ$51:$AQ$90,CB454,GHA!$BK$51:$BK$90),CB454+1,CB454)","v":2},1293,{"$f":"SUMIF(GHA!$AQ$51:$AQ$90,CB455,GHA!$BJ$51:$BJ$90)","v":1265.3626074583512}]
[null,null,null,null,null,null,null,null,null,null,null,null,null,null,null,null,null,null,null,null,null,null,null,null,null,null,null,null,null,null,null,null,null,null,null,null,null,null,null,null,null,null,null,null,null,null,null,null,null,null,null,null,null,null,null,null,null,null,null,null,null,null,null,null,null,null,null,null,null,null,null,null,null,null,null,19,22,454,{"$f":"OFFSET(GHA!$D$1,IF($CA$1,BX456,366-BX456),BY456)","v":1206},{"$f":"IF(BZ456=SUMIF(GHA!$AQ$51:$AQ$90,CB455,GHA!$BK$51:$BK$90),CB455+1,CB455)","v":2},1293,{"$f":"SUMIF(GHA!$AQ$51:$AQ$90,CB456,GHA!$BJ$51:$BJ$90)","v":1265.3626074583512}]
[null,null,null,null,null,null,null,null,null,null,null,null,null,null,null,null,null,null,null,null,null,null,null,null,null,null,null,null,null,null,null,null,null,null,null,null,null,null,null,null,null,null,null,null,null,null,null,null,null,null,null,null,null,null,null,null,null,null,null,null,null,null,null,null,null,null,null,null,null,null,null,null,null,null,null,19,23,455,{"$f":"OFFSET(GHA!$D$1,IF($CA$1,BX457,366-BX457),BY457)","v":1105},{"$f":"IF(BZ457=SUMIF(GHA!$AQ$51:$AQ$90,CB456,GHA!$BK$51:$BK$90),CB456+1,CB456)","v":2},1293,{"$f":"SUMIF(GHA!$AQ$51:$AQ$90,CB457,GHA!$BJ$51:$BJ$90)","v":1265.3626074583512}]
[null,null,null,null,null,null,null,null,null,null,null,null,null,null,null,null,null,null,null,null,null,null,null,null,null,null,null,null,null,null,null,null,null,null,null,null,null,null,null,null,null,null,null,null,null,null,null,null,null,null,null,null,null,null,null,null,null,null,null,null,null,null,null,null,null,null,null,null,null,null,null,null,null,null,null,19,24,456,{"$f":"OFFSET(GHA!$D$1,IF($CA$1,BX458,366-BX458),BY458)","v":1088},{"$f":"IF(BZ458=SUMIF(GHA!$AQ$51:$AQ$90,CB457,GHA!$BK$51:$BK$90),CB457+1,CB457)","v":2},1293,{"$f":"SUMIF(GHA!$AQ$51:$AQ$90,CB458,GHA!$BJ$51:$BJ$90)","v":1265.3626074583512}]
[null,null,null,null,null,null,null,null,null,null,null,null,null,null,null,null,null,null,null,null,null,null,null,null,null,null,null,null,null,null,null,null,null,null,null,null,null,null,null,null,null,null,null,null,null,null,null,null,null,null,null,null,null,null,null,null,null,null,null,null,null,null,null,null,null,null,null,null,null,null,null,null,null,null,null,20,1,457,{"$f":"OFFSET(GHA!$D$1,IF($CA$1,BX459,366-BX459),BY459)","v":1018},{"$f":"IF(BZ459=SUMIF(GHA!$AQ$51:$AQ$90,CB458,GHA!$BK$51:$BK$90),CB458+1,CB458)","v":2},1293,{"$f":"SUMIF(GHA!$AQ$51:$AQ$90,CB459,GHA!$BJ$51:$BJ$90)","v":1265.3626074583512}]
[null,null,null,null,null,null,null,null,null,null,null,null,null,null,null,null,null,null,null,null,null,null,null,null,null,null,null,null,null,null,null,null,null,null,null,null,null,null,null,null,null,null,null,null,null,null,null,null,null,null,null,null,null,null,null,null,null,null,null,null,null,null,null,null,null,null,null,null,null,null,null,null,null,null,null,20,2,458,{"$f":"OFFSET(GHA!$D$1,IF($CA$1,BX460,366-BX460),BY460)","v":1009},{"$f":"IF(BZ460=SUMIF(GHA!$AQ$51:$AQ$90,CB459,GHA!$BK$51:$BK$90),CB459+1,CB459)","v":2},1292,{"$f":"SUMIF(GHA!$AQ$51:$AQ$90,CB460,GHA!$BJ$51:$BJ$90)","v":1265.3626074583512}]
[null,null,null,null,null,null,null,null,null,null,null,null,null,null,null,null,null,null,null,null,null,null,null,null,null,null,null,null,null,null,null,null,null,null,null,null,null,null,null,null,null,null,null,null,null,null,null,null,null,null,null,null,null,null,null,null,null,null,null,null,null,null,null,null,null,null,null,null,null,null,null,null,null,null,null,20,3,459,{"$f":"OFFSET(GHA!$D$1,IF($CA$1,BX461,366-BX461),BY461)","v":1008},{"$f":"IF(BZ461=SUMIF(GHA!$AQ$51:$AQ$90,CB460,GHA!$BK$51:$BK$90),CB460+1,CB460)","v":2},1292,{"$f":"SUMIF(GHA!$AQ$51:$AQ$90,CB461,GHA!$BJ$51:$BJ$90)","v":1265.3626074583512}]
[null,null,null,null,null,null,null,null,null,null,null,null,null,null,null,null,null,null,null,null,null,null,null,null,null,null,null,null,null,null,null,null,null,null,null,null,null,null,null,null,null,null,null,null,null,null,null,null,null,null,null,null,null,null,null,null,null,null,null,null,null,null,null,null,null,null,null,null,null,null,null,null,null,null,null,20,4,460,{"$f":"OFFSET(GHA!$D$1,IF($CA$1,BX462,366-BX462),BY462)","v":1009},{"$f":"IF(BZ462=SUMIF(GHA!$AQ$51:$AQ$90,CB461,GHA!$BK$51:$BK$90),CB461+1,CB461)","v":2},1292,{"$f":"SUMIF(GHA!$AQ$51:$AQ$90,CB462,GHA!$BJ$51:$BJ$90)","v":1265.3626074583512}]
[null,null,null,null,null,null,null,null,null,null,null,null,null,null,null,null,null,null,null,null,null,null,null,null,null,null,null,null,null,null,null,null,null,null,null,null,null,null,null,null,null,null,null,null,null,null,null,null,null,null,null,null,null,null,null,null,null,null,null,null,null,null,null,null,null,null,null,null,null,null,null,null,null,null,null,20,5,461,{"$f":"OFFSET(GHA!$D$1,IF($CA$1,BX463,366-BX463),BY463)","v":1030},{"$f":"IF(BZ463=SUMIF(GHA!$AQ$51:$AQ$90,CB462,GHA!$BK$51:$BK$90),CB462+1,CB462)","v":2},1292,{"$f":"SUMIF(GHA!$AQ$51:$AQ$90,CB463,GHA!$BJ$51:$BJ$90)","v":1265.3626074583512}]
[null,null,null,null,null,null,null,null,null,null,null,null,null,null,null,null,null,null,null,null,null,null,null,null,null,null,null,null,null,null,null,null,null,null,null,null,null,null,null,null,null,null,null,null,null,null,null,null,null,null,null,null,null,null,null,null,null,null,null,null,null,null,null,null,null,null,null,null,null,null,null,null,null,null,null,20,6,462,{"$f":"OFFSET(GHA!$D$1,IF($CA$1,BX464,366-BX464),BY464)","v":1140},{"$f":"IF(BZ464=SUMIF(GHA!$AQ$51:$AQ$90,CB463,GHA!$BK$51:$BK$90),CB463+1,CB463)","v":2},1292,{"$f":"SUMIF(GHA!$AQ$51:$AQ$90,CB464,GHA!$BJ$51:$BJ$90)","v":1265.3626074583512}]
[null,null,null,null,null,null,null,null,null,null,null,null,null,null,null,null,null,null,null,null,null,null,null,null,null,null,null,null,null,null,null,null,null,null,null,null,null,null,null,null,null,null,null,null,null,null,null,null,null,null,null,null,null,null,null,null,null,null,null,null,null,null,null,null,null,null,null,null,null,null,null,null,null,null,null,20,7,463,{"$f":"OFFSET(GHA!$D$1,IF($CA$1,BX465,366-BX465),BY465)","v":992},{"$f":"IF(BZ465=SUMIF(GHA!$AQ$51:$AQ$90,CB464,GHA!$BK$51:$BK$90),CB464+1,CB464)","v":2},1292,{"$f":"SUMIF(GHA!$AQ$51:$AQ$90,CB465,GHA!$BJ$51:$BJ$90)","v":1265.3626074583512}]
[null,null,null,null,null,null,null,null,null,null,null,null,null,null,null,null,null,null,null,null,null,null,null,null,null,null,null,null,null,null,null,null,null,null,null,null,null,null,null,null,null,null,null,null,null,null,null,null,null,null,null,null,null,null,null,null,null,null,null,null,null,null,null,null,null,null,null,null,null,null,null,null,null,null,null,20,8,464,{"$f":"OFFSET(GHA!$D$1,IF($CA$1,BX466,366-BX466),BY466)","v":990},{"$f":"IF(BZ466=SUMIF(GHA!$AQ$51:$AQ$90,CB465,GHA!$BK$51:$BK$90),CB465+1,CB465)","v":2},1292,{"$f":"SUMIF(GHA!$AQ$51:$AQ$90,CB466,GHA!$BJ$51:$BJ$90)","v":1265.3626074583512}]
[null,null,null,null,null,null,null,null,null,null,null,null,null,null,null,null,null,null,null,null,null,null,null,null,null,null,null,null,null,null,null,null,null,null,null,null,null,null,null,null,null,null,null,null,null,null,null,null,null,null,null,null,null,null,null,null,null,null,null,null,null,null,null,null,null,null,null,null,null,null,null,null,null,null,null,20,9,465,{"$f":"OFFSET(GHA!$D$1,IF($CA$1,BX467,366-BX467),BY467)","v":1120},{"$f":"IF(BZ467=SUMIF(GHA!$AQ$51:$AQ$90,CB466,GHA!$BK$51:$BK$90),CB466+1,CB466)","v":2},1292,{"$f":"SUMIF(GHA!$AQ$51:$AQ$90,CB467,GHA!$BJ$51:$BJ$90)","v":1265.3626074583512}]
[null,null,null,null,null,null,null,null,null,null,null,null,null,null,null,null,null,null,null,null,null,null,null,null,null,null,null,null,null,null,null,null,null,null,null,null,null,null,null,null,null,null,null,null,null,null,null,null,null,null,null,null,null,null,null,null,null,null,null,null,null,null,null,null,null,null,null,null,null,null,null,null,null,null,null,20,10,466,{"$f":"OFFSET(GHA!$D$1,IF($CA$1,BX468,366-BX468),BY468)","v":1009},{"$f":"IF(BZ468=SUMIF(GHA!$AQ$51:$AQ$90,CB467,GHA!$BK$51:$BK$90),CB467+1,CB467)","v":2},1292,{"$f":"SUMIF(GHA!$AQ$51:$AQ$90,CB468,GHA!$BJ$51:$BJ$90)","v":1265.3626074583512}]
[null,null,null,null,null,null,null,null,null,null,null,null,null,null,null,null,null,null,null,null,null,null,null,null,null,null,null,null,null,null,null,null,null,null,null,null,null,null,null,null,null,null,null,null,null,null,null,null,null,null,null,null,null,null,null,null,null,null,null,null,null,null,null,null,null,null,null,null,null,null,null,null,null,null,null,20,11,467,{"$f":"OFFSET(GHA!$D$1,IF($CA$1,BX469,366-BX469),BY469)","v":1010},{"$f":"IF(BZ469=SUMIF(GHA!$AQ$51:$AQ$90,CB468,GHA!$BK$51:$BK$90),CB468+1,CB468)","v":2},1291.7,{"$f":"SUMIF(GHA!$AQ$51:$AQ$90,CB469,GHA!$BJ$51:$BJ$90)","v":1265.3626074583512}]
[null,null,null,null,null,null,null,null,null,null,null,null,null,null,null,null,null,null,null,null,null,null,null,null,null,null,null,null,null,null,null,null,null,null,null,null,null,null,null,null,null,null,null,null,null,null,null,null,null,null,null,null,null,null,null,null,null,null,null,null,null,null,null,null,null,null,null,null,null,null,null,null,null,null,null,20,12,468,{"$f":"OFFSET(GHA!$D$1,IF($CA$1,BX470,366-BX470),BY470)","v":1028},{"$f":"IF(BZ470=SUMIF(GHA!$AQ$51:$AQ$90,CB469,GHA!$BK$51:$BK$90),CB469+1,CB469)","v":2},1291,{"$f":"SUMIF(GHA!$AQ$51:$AQ$90,CB470,GHA!$BJ$51:$BJ$90)","v":1265.3626074583512}]
[null,null,null,null,null,null,null,null,null,null,null,null,null,null,null,null,null,null,null,null,null,null,null,null,null,null,null,null,null,null,null,null,null,null,null,null,null,null,null,null,null,null,null,null,null,null,null,null,null,null,null,null,null,null,null,null,null,null,null,null,null,null,null,null,null,null,null,null,null,null,null,null,null,null,null,20,13,469,{"$f":"OFFSET(GHA!$D$1,IF($CA$1,BX471,366-BX471),BY471)","v":970},{"$f":"IF(BZ471=SUMIF(GHA!$AQ$51:$AQ$90,CB470,GHA!$BK$51:$BK$90),CB470+1,CB470)","v":2},1291,{"$f":"SUMIF(GHA!$AQ$51:$AQ$90,CB471,GHA!$BJ$51:$BJ$90)","v":1265.3626074583512}]
[null,null,null,null,null,null,null,null,null,null,null,null,null,null,null,null,null,null,null,null,null,null,null,null,null,null,null,null,null,null,null,null,null,null,null,null,null,null,null,null,null,null,null,null,null,null,null,null,null,null,null,null,null,null,null,null,null,null,null,null,null,null,null,null,null,null,null,null,null,null,null,null,null,null,null,20,14,470,{"$f":"OFFSET(GHA!$D$1,IF($CA$1,BX472,366-BX472),BY472)","v":1004},{"$f":"IF(BZ472=SUMIF(GHA!$AQ$51:$AQ$90,CB471,GHA!$BK$51:$BK$90),CB471+1,CB471)","v":2},1291,{"$f":"SUMIF(GHA!$AQ$51:$AQ$90,CB472,GHA!$BJ$51:$BJ$90)","v":1265.3626074583512}]
[null,null,null,null,null,null,null,null,null,null,null,null,null,null,null,null,null,null,null,null,null,null,null,null,null,null,null,null,null,null,null,null,null,null,null,null,null,null,null,null,null,null,null,null,null,null,null,null,null,null,null,null,null,null,null,null,null,null,null,null,null,null,null,null,null,null,null,null,null,null,null,null,null,null,null,20,15,471,{"$f":"OFFSET(GHA!$D$1,IF($CA$1,BX473,366-BX473),BY473)","v":1038},{"$f":"IF(BZ473=SUMIF(GHA!$AQ$51:$AQ$90,CB472,GHA!$BK$51:$BK$90),CB472+1,CB472)","v":2},1291,{"$f":"SUMIF(GHA!$AQ$51:$AQ$90,CB473,GHA!$BJ$51:$BJ$90)","v":1265.3626074583512}]
[null,null,null,null,null,null,null,null,null,null,null,null,null,null,null,null,null,null,null,null,null,null,null,null,null,null,null,null,null,null,null,null,null,null,null,null,null,null,null,null,null,null,null,null,null,null,null,null,null,null,null,null,null,null,null,null,null,null,null,null,null,null,null,null,null,null,null,null,null,null,null,null,null,null,null,20,16,472,{"$f":"OFFSET(GHA!$D$1,IF($CA$1,BX474,366-BX474),BY474)","v":1062},{"$f":"IF(BZ474=SUMIF(GHA!$AQ$51:$AQ$90,CB473,GHA!$BK$51:$BK$90),CB473+1,CB473)","v":2},1291,{"$f":"SUMIF(GHA!$AQ$51:$AQ$90,CB474,GHA!$BJ$51:$BJ$90)","v":1265.3626074583512}]
[null,null,null,null,null,null,null,null,null,null,null,null,null,null,null,null,null,null,null,null,null,null,null,null,null,null,null,null,null,null,null,null,null,null,null,null,null,null,null,null,null,null,null,null,null,null,null,null,null,null,null,null,null,null,null,null,null,null,null,null,null,null,null,null,null,null,null,null,null,null,null,null,null,null,null,20,{"$f":"BY451","v":17},473,{"$f":"OFFSET(GHA!$D$1,IF($CA$1,BX475,366-BX475),BY475)","v":1062},{"$f":"IF(BZ475=SUMIF(GHA!$AQ$51:$AQ$90,CB474,GHA!$BK$51:$BK$90),CB474+1,CB474)","v":2},1291,{"$f":"SUMIF(GHA!$AQ$51:$AQ$90,CB475,GHA!$BJ$51:$BJ$90)","v":1265.3626074583512}]
[null,null,null,null,null,null,null,null,null,null,null,null,null,null,null,null,null,null,null,null,null,null,null,null,null,null,null,null,null,null,null,null,null,null,null,null,null,null,null,null,null,null,null,null,null,null,null,null,null,null,null,null,null,null,null,null,null,null,null,null,null,null,null,null,null,null,null,null,null,null,null,null,null,null,null,20,18,474,{"$f":"OFFSET(GHA!$D$1,IF($CA$1,BX476,366-BX476),BY476)","v":1094},{"$f":"IF(BZ476=SUMIF(GHA!$AQ$51:$AQ$90,CB475,GHA!$BK$51:$BK$90),CB475+1,CB475)","v":2},1291,{"$f":"SUMIF(GHA!$AQ$51:$AQ$90,CB476,GHA!$BJ$51:$BJ$90)","v":1265.3626074583512}]
[null,null,null,null,null,null,null,null,null,null,null,null,null,null,null,null,null,null,null,null,null,null,null,null,null,null,null,null,null,null,null,null,null,null,null,null,null,null,null,null,null,null,null,null,null,null,null,null,null,null,null,null,null,null,null,null,null,null,null,null,null,null,null,null,null,null,null,null,null,null,null,null,null,null,null,20,19,475,{"$f":"OFFSET(GHA!$D$1,IF($CA$1,BX477,366-BX477),BY477)","v":1260},{"$f":"IF(BZ477=SUMIF(GHA!$AQ$51:$AQ$90,CB476,GHA!$BK$51:$BK$90),CB476+1,CB476)","v":2},1290.7,{"$f":"SUMIF(GHA!$AQ$51:$AQ$90,CB477,GHA!$BJ$51:$BJ$90)","v":1265.3626074583512}]
[null,null,null,null,null,null,null,null,null,null,null,null,null,null,null,null,null,null,null,null,null,null,null,null,null,null,null,null,null,null,null,null,null,null,null,null,null,null,null,null,null,null,null,null,null,null,null,null,null,null,null,null,null,null,null,null,null,null,null,null,null,null,null,null,null,null,null,null,null,null,null,null,null,null,null,20,20,476,{"$f":"OFFSET(GHA!$D$1,IF($CA$1,BX478,366-BX478),BY478)","v":1171},{"$f":"IF(BZ478=SUMIF(GHA!$AQ$51:$AQ$90,CB477,GHA!$BK$51:$BK$90),CB477+1,CB477)","v":2},1290.0999999999999,{"$f":"SUMIF(GHA!$AQ$51:$AQ$90,CB478,GHA!$BJ$51:$BJ$90)","v":1265.3626074583512}]
[null,null,null,null,null,null,null,null,null,null,null,null,null,null,null,null,null,null,null,null,null,null,null,null,null,null,null,null,null,null,null,null,null,null,null,null,null,null,null,null,null,null,null,null,null,null,null,null,null,null,null,null,null,null,null,null,null,null,null,null,null,null,null,null,null,null,null,null,null,null,null,null,null,null,null,20,21,477,{"$f":"OFFSET(GHA!$D$1,IF($CA$1,BX479,366-BX479),BY479)","v":1230},{"$f":"IF(BZ479=SUMIF(GHA!$AQ$51:$AQ$90,CB478,GHA!$BK$51:$BK$90),CB478+1,CB478)","v":2},1290,{"$f":"SUMIF(GHA!$AQ$51:$AQ$90,CB479,GHA!$BJ$51:$BJ$90)","v":1265.3626074583512}]
[null,null,null,null,null,null,null,null,null,null,null,null,null,null,null,null,null,null,null,null,null,null,null,null,null,null,null,null,null,null,null,null,null,null,null,null,null,null,null,null,null,null,null,null,null,null,null,null,null,null,null,null,null,null,null,null,null,null,null,null,null,null,null,null,null,null,null,null,null,null,null,null,null,null,null,20,22,478,{"$f":"OFFSET(GHA!$D$1,IF($CA$1,BX480,366-BX480),BY480)","v":1143},{"$f":"IF(BZ480=SUMIF(GHA!$AQ$51:$AQ$90,CB479,GHA!$BK$51:$BK$90),CB479+1,CB479)","v":2},1289.8,{"$f":"SUMIF(GHA!$AQ$51:$AQ$90,CB480,GHA!$BJ$51:$BJ$90)","v":1265.3626074583512}]
[null,null,null,null,null,null,null,null,null,null,null,null,null,null,null,null,null,null,null,null,null,null,null,null,null,null,null,null,null,null,null,null,null,null,null,null,null,null,null,null,null,null,null,null,null,null,null,null,null,null,null,null,null,null,null,null,null,null,null,null,null,null,null,null,null,null,null,null,null,null,null,null,null,null,null,20,23,479,{"$f":"OFFSET(GHA!$D$1,IF($CA$1,BX481,366-BX481),BY481)","v":1074},{"$f":"IF(BZ481=SUMIF(GHA!$AQ$51:$AQ$90,CB480,GHA!$BK$51:$BK$90),CB480+1,CB480)","v":2},1289.3,{"$f":"SUMIF(GHA!$AQ$51:$AQ$90,CB481,GHA!$BJ$51:$BJ$90)","v":1265.3626074583512}]
[null,null,null,null,null,null,null,null,null,null,null,null,null,null,null,null,null,null,null,null,null,null,null,null,null,null,null,null,null,null,null,null,null,null,null,null,null,null,null,null,null,null,null,null,null,null,null,null,null,null,null,null,null,null,null,null,null,null,null,null,null,null,null,null,null,null,null,null,null,null,null,null,null,null,null,20,24,480,{"$f":"OFFSET(GHA!$D$1,IF($CA$1,BX482,366-BX482),BY482)","v":1008},{"$f":"IF(BZ482=SUMIF(GHA!$AQ$51:$AQ$90,CB481,GHA!$BK$51:$BK$90),CB481+1,CB481)","v":2},1289,{"$f":"SUMIF(GHA!$AQ$51:$AQ$90,CB482,GHA!$BJ$51:$BJ$90)","v":1265.3626074583512}]
[null,null,null,null,null,null,null,null,null,null,null,null,null,null,null,null,null,null,null,null,null,null,null,null,null,null,null,null,null,null,null,null,null,null,null,null,null,null,null,null,null,null,null,null,null,null,null,null,null,null,null,null,null,null,null,null,null,null,null,null,null,null,null,null,null,null,null,null,null,null,null,null,null,null,null,21,1,481,{"$f":"OFFSET(GHA!$D$1,IF($CA$1,BX483,366-BX483),BY483)","v":1005},{"$f":"IF(BZ483=SUMIF(GHA!$AQ$51:$AQ$90,CB482,GHA!$BK$51:$BK$90),CB482+1,CB482)","v":2},1289,{"$f":"SUMIF(GHA!$AQ$51:$AQ$90,CB483,GHA!$BJ$51:$BJ$90)","v":1265.3626074583512}]
[null,null,null,null,null,null,null,null,null,null,null,null,null,null,null,null,null,null,null,null,null,null,null,null,null,null,null,null,null,null,null,null,null,null,null,null,null,null,null,null,null,null,null,null,null,null,null,null,null,null,null,null,null,null,null,null,null,null,null,null,null,null,null,null,null,null,null,null,null,null,null,null,null,null,null,21,2,482,{"$f":"OFFSET(GHA!$D$1,IF($CA$1,BX484,366-BX484),BY484)","v":969},{"$f":"IF(BZ484=SUMIF(GHA!$AQ$51:$AQ$90,CB483,GHA!$BK$51:$BK$90),CB483+1,CB483)","v":2},1289,{"$f":"SUMIF(GHA!$AQ$51:$AQ$90,CB484,GHA!$BJ$51:$BJ$90)","v":1265.3626074583512}]
[null,null,null,null,null,null,null,null,null,null,null,null,null,null,null,null,null,null,null,null,null,null,null,null,null,null,null,null,null,null,null,null,null,null,null,null,null,null,null,null,null,null,null,null,null,null,null,null,null,null,null,null,null,null,null,null,null,null,null,null,null,null,null,null,null,null,null,null,null,null,null,null,null,null,null,21,3,483,{"$f":"OFFSET(GHA!$D$1,IF($CA$1,BX485,366-BX485),BY485)","v":942},{"$f":"IF(BZ485=SUMIF(GHA!$AQ$51:$AQ$90,CB484,GHA!$BK$51:$BK$90),CB484+1,CB484)","v":2},1289,{"$f":"SUMIF(GHA!$AQ$51:$AQ$90,CB485,GHA!$BJ$51:$BJ$90)","v":1265.3626074583512}]
[null,null,null,null,null,null,null,null,null,null,null,null,null,null,null,null,null,null,null,null,null,null,null,null,null,null,null,null,null,null,null,null,null,null,null,null,null,null,null,null,null,null,null,null,null,null,null,null,null,null,null,null,null,null,null,null,null,null,null,null,null,null,null,null,null,null,null,null,null,null,null,null,null,null,null,21,4,484,{"$f":"OFFSET(GHA!$D$1,IF($CA$1,BX486,366-BX486),BY486)","v":942},{"$f":"IF(BZ486=SUMIF(GHA!$AQ$51:$AQ$90,CB485,GHA!$BK$51:$BK$90),CB485+1,CB485)","v":2},1289,{"$f":"SUMIF(GHA!$AQ$51:$AQ$90,CB486,GHA!$BJ$51:$BJ$90)","v":1265.3626074583512}]
[null,null,null,null,null,null,null,null,null,null,null,null,null,null,null,null,null,null,null,null,null,null,null,null,null,null,null,null,null,null,null,null,null,null,null,null,null,null,null,null,null,null,null,null,null,null,null,null,null,null,null,null,null,null,null,null,null,null,null,null,null,null,null,null,null,null,null,null,null,null,null,null,null,null,null,21,5,485,{"$f":"OFFSET(GHA!$D$1,IF($CA$1,BX487,366-BX487),BY487)","v":972},{"$f":"IF(BZ487=SUMIF(GHA!$AQ$51:$AQ$90,CB486,GHA!$BK$51:$BK$90),CB486+1,CB486)","v":2},1288.5999999999999,{"$f":"SUMIF(GHA!$AQ$51:$AQ$90,CB487,GHA!$BJ$51:$BJ$90)","v":1265.3626074583512}]
[null,null,null,null,null,null,null,null,null,null,null,null,null,null,null,null,null,null,null,null,null,null,null,null,null,null,null,null,null,null,null,null,null,null,null,null,null,null,null,null,null,null,null,null,null,null,null,null,null,null,null,null,null,null,null,null,null,null,null,null,null,null,null,null,null,null,null,null,null,null,null,null,null,null,null,21,6,486,{"$f":"OFFSET(GHA!$D$1,IF($CA$1,BX488,366-BX488),BY488)","v":1040},{"$f":"IF(BZ488=SUMIF(GHA!$AQ$51:$AQ$90,CB487,GHA!$BK$51:$BK$90),CB487+1,CB487)","v":2},1288,{"$f":"SUMIF(GHA!$AQ$51:$AQ$90,CB488,GHA!$BJ$51:$BJ$90)","v":1265.3626074583512}]
[null,null,null,null,null,null,null,null,null,null,null,null,null,null,null,null,null,null,null,null,null,null,null,null,null,null,null,null,null,null,null,null,null,null,null,null,null,null,null,null,null,null,null,null,null,null,null,null,null,null,null,null,null,null,null,null,null,null,null,null,null,null,null,null,null,null,null,null,null,null,null,null,null,null,null,21,7,487,{"$f":"OFFSET(GHA!$D$1,IF($CA$1,BX489,366-BX489),BY489)","v":960},{"$f":"IF(BZ489=SUMIF(GHA!$AQ$51:$AQ$90,CB488,GHA!$BK$51:$BK$90),CB488+1,CB488)","v":2},1288,{"$f":"SUMIF(GHA!$AQ$51:$AQ$90,CB489,GHA!$BJ$51:$BJ$90)","v":1265.3626074583512}]
[null,null,null,null,null,null,null,null,null,null,null,null,null,null,null,null,null,null,null,null,null,null,null,null,null,null,null,null,null,null,null,null,null,null,null,null,null,null,null,null,null,null,null,null,null,null,null,null,null,null,null,null,null,null,null,null,null,null,null,null,null,null,null,null,null,null,null,null,null,null,null,null,null,null,null,21,8,488,{"$f":"OFFSET(GHA!$D$1,IF($CA$1,BX490,366-BX490),BY490)","v":902},{"$f":"IF(BZ490=SUMIF(GHA!$AQ$51:$AQ$90,CB489,GHA!$BK$51:$BK$90),CB489+1,CB489)","v":2},1288,{"$f":"SUMIF(GHA!$AQ$51:$AQ$90,CB490,GHA!$BJ$51:$BJ$90)","v":1265.3626074583512}]
[null,null,null,null,null,null,null,null,null,null,null,null,null,null,null,null,null,null,null,null,null,null,null,null,null,null,null,null,null,null,null,null,null,null,null,null,null,null,null,null,null,null,null,null,null,null,null,null,null,null,null,null,null,null,null,null,null,null,null,null,null,null,null,null,null,null,null,null,null,null,null,null,null,null,null,21,9,489,{"$f":"OFFSET(GHA!$D$1,IF($CA$1,BX491,366-BX491),BY491)","v":977},{"$f":"IF(BZ491=SUMIF(GHA!$AQ$51:$AQ$90,CB490,GHA!$BK$51:$BK$90),CB490+1,CB490)","v":2},1288,{"$f":"SUMIF(GHA!$AQ$51:$AQ$90,CB491,GHA!$BJ$51:$BJ$90)","v":1265.3626074583512}]
[null,null,null,null,null,null,null,null,null,null,null,null,null,null,null,null,null,null,null,null,null,null,null,null,null,null,null,null,null,null,null,null,null,null,null,null,null,null,null,null,null,null,null,null,null,null,null,null,null,null,null,null,null,null,null,null,null,null,null,null,null,null,null,null,null,null,null,null,null,null,null,null,null,null,null,21,10,490,{"$f":"OFFSET(GHA!$D$1,IF($CA$1,BX492,366-BX492),BY492)","v":991},{"$f":"IF(BZ492=SUMIF(GHA!$AQ$51:$AQ$90,CB491,GHA!$BK$51:$BK$90),CB491+1,CB491)","v":2},1287.7,{"$f":"SUMIF(GHA!$AQ$51:$AQ$90,CB492,GHA!$BJ$51:$BJ$90)","v":1265.3626074583512}]
[null,null,null,null,null,null,null,null,null,null,null,null,null,null,null,null,null,null,null,null,null,null,null,null,null,null,null,null,null,null,null,null,null,null,null,null,null,null,null,null,null,null,null,null,null,null,null,null,null,null,null,null,null,null,null,null,null,null,null,null,null,null,null,null,null,null,null,null,null,null,null,null,null,null,null,21,11,491,{"$f":"OFFSET(GHA!$D$1,IF($CA$1,BX493,366-BX493),BY493)","v":1010},{"$f":"IF(BZ493=SUMIF(GHA!$AQ$51:$AQ$90,CB492,GHA!$BK$51:$BK$90),CB492+1,CB492)","v":2},1287.2,{"$f":"SUMIF(GHA!$AQ$51:$AQ$90,CB493,GHA!$BJ$51:$BJ$90)","v":1265.3626074583512}]
[null,null,null,null,null,null,null,null,null,null,null,null,null,null,null,null,null,null,null,null,null,null,null,null,null,null,null,null,null,null,null,null,null,null,null,null,null,null,null,null,null,null,null,null,null,null,null,null,null,null,null,null,null,null,null,null,null,null,null,null,null,null,null,null,null,null,null,null,null,null,null,null,null,null,null,21,12,492,{"$f":"OFFSET(GHA!$D$1,IF($CA$1,BX494,366-BX494),BY494)","v":868},{"$f":"IF(BZ494=SUMIF(GHA!$AQ$51:$AQ$90,CB493,GHA!$BK$51:$BK$90),CB493+1,CB493)","v":2},1287.0999999999999,{"$f":"SUMIF(GHA!$AQ$51:$AQ$90,CB494,GHA!$BJ$51:$BJ$90)","v":1265.3626074583512}]
[null,null,null,null,null,null,null,null,null,null,null,null,null,null,null,null,null,null,null,null,null,null,null,null,null,null,null,null,null,null,null,null,null,null,null,null,null,null,null,null,null,null,null,null,null,null,null,null,null,null,null,null,null,null,null,null,null,null,null,null,null,null,null,null,null,null,null,null,null,null,null,null,null,null,null,21,13,493,{"$f":"OFFSET(GHA!$D$1,IF($CA$1,BX495,366-BX495),BY495)","v":1014},{"$f":"IF(BZ495=SUMIF(GHA!$AQ$51:$AQ$90,CB494,GHA!$BK$51:$BK$90),CB494+1,CB494)","v":2},1287,{"$f":"SUMIF(GHA!$AQ$51:$AQ$90,CB495,GHA!$BJ$51:$BJ$90)","v":1265.3626074583512}]
[null,null,null,null,null,null,null,null,null,null,null,null,null,null,null,null,null,null,null,null,null,null,null,null,null,null,null,null,null,null,null,null,null,null,null,null,null,null,null,null,null,null,null,null,null,null,null,null,null,null,null,null,null,null,null,null,null,null,null,null,null,null,null,null,null,null,null,null,null,null,null,null,null,null,null,21,14,494,{"$f":"OFFSET(GHA!$D$1,IF($CA$1,BX496,366-BX496),BY496)","v":1020},{"$f":"IF(BZ496=SUMIF(GHA!$AQ$51:$AQ$90,CB495,GHA!$BK$51:$BK$90),CB495+1,CB495)","v":2},1287,{"$f":"SUMIF(GHA!$AQ$51:$AQ$90,CB496,GHA!$BJ$51:$BJ$90)","v":1265.3626074583512}]
[null,null,null,null,null,null,null,null,null,null,null,null,null,null,null,null,null,null,null,null,null,null,null,null,null,null,null,null,null,null,null,null,null,null,null,null,null,null,null,null,null,null,null,null,null,null,null,null,null,null,null,null,null,null,null,null,null,null,null,null,null,null,null,null,null,null,null,null,null,null,null,null,null,null,null,21,15,495,{"$f":"OFFSET(GHA!$D$1,IF($CA$1,BX497,366-BX497),BY497)","v":1038},{"$f":"IF(BZ497=SUMIF(GHA!$AQ$51:$AQ$90,CB496,GHA!$BK$51:$BK$90),CB496+1,CB496)","v":2},1287,{"$f":"SUMIF(GHA!$AQ$51:$AQ$90,CB497,GHA!$BJ$51:$BJ$90)","v":1265.3626074583512}]
[null,null,null,null,null,null,null,null,null,null,null,null,null,null,null,null,null,null,null,null,null,null,null,null,null,null,null,null,null,null,null,null,null,null,null,null,null,null,null,null,null,null,null,null,null,null,null,null,null,null,null,null,null,null,null,null,null,null,null,null,null,null,null,null,null,null,null,null,null,null,null,null,null,null,null,21,16,496,{"$f":"OFFSET(GHA!$D$1,IF($CA$1,BX498,366-BX498),BY498)","v":1060},{"$f":"IF(BZ498=SUMIF(GHA!$AQ$51:$AQ$90,CB497,GHA!$BK$51:$BK$90),CB497+1,CB497)","v":2},1287,{"$f":"SUMIF(GHA!$AQ$51:$AQ$90,CB498,GHA!$BJ$51:$BJ$90)","v":1265.3626074583512}]
[null,null,null,null,null,null,null,null,null,null,null,null,null,null,null,null,null,null,null,null,null,null,null,null,null,null,null,null,null,null,null,null,null,null,null,null,null,null,null,null,null,null,null,null,null,null,null,null,null,null,null,null,null,null,null,null,null,null,null,null,null,null,null,null,null,null,null,null,null,null,null,null,null,null,null,21,17,497,{"$f":"OFFSET(GHA!$D$1,IF($CA$1,BX499,366-BX499),BY499)","v":1031},{"$f":"IF(BZ499=SUMIF(GHA!$AQ$51:$AQ$90,CB498,GHA!$BK$51:$BK$90),CB498+1,CB498)","v":2},1287,{"$f":"SUMIF(GHA!$AQ$51:$AQ$90,CB499,GHA!$BJ$51:$BJ$90)","v":1265.3626074583512}]
[null,null,null,null,null,null,null,null,null,null,null,null,null,null,null,null,null,null,null,null,null,null,null,null,null,null,null,null,null,null,null,null,null,null,null,null,null,null,null,null,null,null,null,null,null,null,null,null,null,null,null,null,null,null,null,null,null,null,null,null,null,null,null,null,null,null,null,null,null,null,null,null,null,null,null,21,18,498,{"$f":"OFFSET(GHA!$D$1,IF($CA$1,BX500,366-BX500),BY500)","v":1025},{"$f":"IF(BZ500=SUMIF(GHA!$AQ$51:$AQ$90,CB499,GHA!$BK$51:$BK$90),CB499+1,CB499)","v":2},1287,{"$f":"SUMIF(GHA!$AQ$51:$AQ$90,CB500,GHA!$BJ$51:$BJ$90)","v":1265.3626074583512}]
[null,null,null,null,null,null,null,null,null,null,null,null,null,null,null,null,null,null,null,null,null,null,null,null,null,null,null,null,null,null,null,null,null,null,null,null,null,null,null,null,null,null,null,null,null,null,null,null,null,null,null,null,null,null,null,null,null,null,null,null,null,null,null,null,null,null,null,null,null,null,null,null,null,null,null,22,4,508,{"$f":"OFFSET(GHA!$D$1,IF($CA$1,BX510,366-BX510),BY510)","v":941},{"$f":"IF(BZ510=SUMIF(GHA!$AQ$51:$AQ$90,CB509,GHA!$BK$51:$BK$90),CB509+1,CB509)","v":2},1286,{"$f":"SUMIF(GHA!$AQ$51:$AQ$90,CB510,GHA!$BJ$51:$BJ$90)","v":1265.3626074583512}]
[null,null,null,null,null,null,null,null,null,null,null,null,null,null,null,null,null,null,null,null,null,null,null,null,null,null,null,null,null,null,null,null,null,null,null,null,null,null,null,null,null,null,null,null,null,null,null,null,null,null,null,null,null,null,null,null,null,null,null,null,null,null,null,null,null,null,null,null,null,null,null,null,null,null,null,22,21,525,{"$f":"OFFSET(GHA!$D$1,IF($CA$1,BX527,366-BX527),BY527)","v":1257},{"$f":"IF(BZ527=SUMIF(GHA!$AQ$51:$AQ$90,CB526,GHA!$BK$51:$BK$90),CB526+1,CB526)","v":2},1284,{"$f":"SUMIF(GHA!$AQ$51:$AQ$90,CB527,GHA!$BJ$51:$BJ$90)","v":1265.3626074583512}]
[null,null,null,null,null,null,null,null,null,null,null,null,null,null,null,null,null,null,null,null,null,null,null,null,null,null,null,null,null,null,null,null,null,null,null,null,null,null,null,null,null,null,null,null,null,null,null,null,null,null,null,null,null,null,null,null,null,null,null,null,null,null,null,null,null,null,null,null,null,null,null,null,null,null,null,23,14,542,{"$f":"OFFSET(GHA!$D$1,IF($CA$1,BX544,366-BX544),BY544)","v":983},{"$f":"IF(BZ544=SUMIF(GHA!$AQ$51:$AQ$90,CB543,GHA!$BK$51:$BK$90),CB543+1,CB543)","v":2},1282,{"$f":"SUMIF(GHA!$AQ$51:$AQ$90,CB544,GHA!$BJ$51:$BJ$90)","v":1265.3626074583512}]
[null,null,null,null,null,null,null,null,null,null,null,null,null,null,null,null,null,null,null,null,null,null,null,null,null,null,null,null,null,null,null,null,null,null,null,null,null,null,null,null,null,null,null,null,null,null,null,null,null,null,null,null,null,null,null,null,null,null,null,null,null,null,null,null,null,null,null,null,null,null,null,null,null,null,null,23,24,552,{"$f":"OFFSET(GHA!$D$1,IF($CA$1,BX554,366-BX554),BY554)","v":1012},{"$f":"IF(BZ554=SUMIF(GHA!$AQ$51:$AQ$90,CB553,GHA!$BK$51:$BK$90),CB553+1,CB553)","v":2},1281,{"$f":"SUMIF(GHA!$AQ$51:$AQ$90,CB554,GHA!$BJ$51:$BJ$90)","v":1265.3626074583512}]
[null,null,null,null,null,null,null,null,null,null,null,null,null,null,null,null,null,null,null,null,null,null,null,null,null,null,null,null,null,null,null,null,null,null,null,null,null,null,null,null,null,null,null,null,null,null,null,null,null,null,null,null,null,null,null,null,null,null,null,null,null,null,null,null,null,null,null,null,null,null,null,null,null,null,null,{"$f":"ROUNDDOWN((BZ579-1)/24,0)+1","v":25},1,577,{"$f":"OFFSET(GHA!$D$1,IF($CA$1,BX579,366-BX579),BY579)","v":941},{"$f":"IF(BZ579=SUMIF(GHA!$AQ$51:$AQ$90,CB578,GHA!$BK$51:$BK$90),CB578+1,CB578)","v":2},1279.3,{"$f":"SUMIF(GHA!$AQ$51:$AQ$90,CB579,GHA!$BJ$51:$BJ$90)","v":1265.3626074583512}]
[null,null,null,null,null,null,null,null,null,null,null,null,null,null,null,null,null,null,null,null,null,null,null,null,null,null,null,null,null,null,null,null,null,null,null,null,null,null,null,null,null,null,null,null,null,null,null,null,null,null,null,null,null,null,null,null,null,null,null,null,null,null,null,null,null,null,null,null,null,null,null,null,null,null,null,25,18,594,{"$f":"OFFSET(GHA!$D$1,IF($CA$1,BX596,366-BX596),BY596)","v":987},{"$f":"IF(BZ596=SUMIF(GHA!$AQ$51:$AQ$90,CB595,GHA!$BK$51:$BK$90),CB595+1,CB595)","v":3},1278,{"$f":"SUMIF(GHA!$AQ$51:$AQ$90,CB596,GHA!$BJ$51:$BJ$90)","v":1218.155822963889}]
[null,null,null,null,null,null,null,null,null,null,null,null,null,null,null,null,null,null,null,null,null,null,null,null,null,null,null,null,null,null,null,null,null,null,null,null,null,null,null,null,null,null,null,null,null,null,null,null,null,null,null,null,null,null,null,null,null,null,null,null,null,null,null,null,null,null,null,null,null,null,null,null,null,null,null,26,11,611,{"$f":"OFFSET(GHA!$D$1,IF($CA$1,BX613,366-BX613),BY613)","v":1035},{"$f":"IF(BZ613=SUMIF(GHA!$AQ$51:$AQ$90,CB612,GHA!$BK$51:$BK$90),CB612+1,CB612)","v":3},1277,{"$f":"SUMIF(GHA!$AQ$51:$AQ$90,CB613,GHA!$BJ$51:$BJ$90)","v":1218.155822963889}]
[null,null,null,null,null,null,null,null,null,null,null,null,null,null,null,null,null,null,null,null,null,null,null,null,null,null,null,null,null,null,null,null,null,null,null,null,null,null,null,null,null,null,null,null,null,null,null,null,null,null,null,null,null,null,null,null,null,null,null,null,null,null,null,null,null,null,null,null,null,null,null,null,null,null,null,26,18,618,{"$f":"OFFSET(GHA!$D$1,IF($CA$1,BX620,366-BX620),BY620)","v":1080},{"$f":"IF(BZ620=SUMIF(GHA!$AQ$51:$AQ$90,CB619,GHA!$BK$51:$BK$90),CB619+1,CB619)","v":3},1276.0999999999999,{"$f":"SUMIF(GHA!$AQ$51:$AQ$90,CB620,GHA!$BJ$51:$BJ$90)","v":1218.155822963889}]
[null,null,null,null,null,null,null,null,null,null,null,null,null,null,null,null,null,null,null,null,null,null,null,null,null,null,null,null,null,null,null,null,null,null,null,null,null,null,null,null,null,null,null,null,null,null,null,null,null,null,null,null,null,null,null,null,null,null,null,null,null,null,null,null,null,null,null,null,null,null,null,null,null,null,null,27,6,630,{"$f":"OFFSET(GHA!$D$1,IF($CA$1,BX632,366-BX632),BY632)","v":1121},{"$f":"IF(BZ632=SUMIF(GHA!$AQ$51:$AQ$90,CB631,GHA!$BK$51:$BK$90),CB631+1,CB631)","v":3},1275,{"$f":"SUMIF(GHA!$AQ$51:$AQ$90,CB632,GHA!$BJ$51:$BJ$90)","v":1218.155822963889}]
[null,null,null,null,null,null,null,null,null,null,null,null,null,null,null,null,null,null,null,null,null,null,null,null,null,null,null,null,null,null,null,null,null,null,null,null,null,null,null,null,null,null,null,null,null,null,null,null,null,null,null,null,null,null,null,null,null,null,null,null,null,null,null,null,null,null,null,null,null,null,null,null,null,null,null,27,23,647,{"$f":"OFFSET(GHA!$D$1,IF($CA$1,BX649,366-BX649),BY649)","v":1164},{"$f":"IF(BZ649=SUMIF(GHA!$AQ$51:$AQ$90,CB648,GHA!$BK$51:$BK$90),CB648+1,CB648)","v":3},1273,{"$f":"SUMIF(GHA!$AQ$51:$AQ$90,CB649,GHA!$BJ$51:$BJ$90)","v":1218.155822963889}]
[null,null,null,null,null,null,null,null,null,null,null,null,null,null,null,null,null,null,null,null,null,null,null,null,null,null,null,null,null,null,null,null,null,null,null,null,null,null,null,null,null,null,null,null,null,null,null,null,null,null,null,null,null,null,null,null,null,null,null,null,null,null,null,null,null,null,null,null,null,null,null,null,null,null,null,28,20,668,{"$f":"OFFSET(GHA!$D$1,IF($CA$1,BX670,366-BX670),BY670)","v":1302},{"$f":"IF(BZ670=SUMIF(GHA!$AQ$51:$AQ$90,CB669,GHA!$BK$51:$BK$90),CB669+1,CB669)","v":3},1271,{"$f":"SUMIF(GHA!$AQ$51:$AQ$90,CB670,GHA!$BJ$51:$BJ$90)","v":1218.155822963889}]
[null,null,null,null,null,null,null,null,null,null,null,null,null,null,null,null,null,null,null,null,null,null,null,null,null,null,null,null,null,null,null,null,null,null,null,null,null,null,null,null,null,null,null,null,null,null,null,null,null,null,null,null,null,null,null,null,null,null,null,null,null,null,null,null,null,null,null,null,null,null,null,null,null,null,null,29,10,682,{"$f":"OFFSET(GHA!$D$1,IF($CA$1,BX684,366-BX684),BY684)","v":1085},{"$f":"IF(BZ684=SUMIF(GHA!$AQ$51:$AQ$90,CB683,GHA!$BK$51:$BK$90),CB683+1,CB683)","v":3},1270,{"$f":"SUMIF(GHA!$AQ$51:$AQ$90,CB684,GHA!$BJ$51:$BJ$90)","v":1218.155822963889}]
[null,null,null,null,null,null,null,null,null,null,null,null,null,null,null,null,null,null,null,null,null,null,null,null,null,null,null,null,null,null,null,null,null,null,null,null,null,null,null,null,null,null,null,null,null,null,null,null,null,null,null,null,null,null,null,null,null,null,null,null,null,null,null,null,null,null,null,null,null,null,null,null,null,null,null,30,3,699,{"$f":"OFFSET(GHA!$D$1,IF($CA$1,BX701,366-BX701),BY701)","v":1048},{"$f":"IF(BZ701=SUMIF(GHA!$AQ$51:$AQ$90,CB700,GHA!$BK$51:$BK$90),CB700+1,CB700)","v":3},1268,{"$f":"SUMIF(GHA!$AQ$51:$AQ$90,CB701,GHA!$BJ$51:$BJ$90)","v":1218.155822963889}]
[null,null,null,null,null,null,null,null,null,null,null,null,null,null,null,null,null,null,null,null,null,null,null,null,null,null,null,null,null,null,null,null,null,null,null,null,null,null,null,null,null,null,null,null,null,null,null,null,null,null,null,null,null,null,null,null,null,null,null,null,null,null,null,null,null,null,null,null,null,null,null,null,null,null,null,30,20,716,{"$f":"OFFSET(GHA!$D$1,IF($CA$1,BX718,366-BX718),BY718)","v":1242},{"$f":"IF(BZ718=SUMIF(GHA!$AQ$51:$AQ$90,CB717,GHA!$BK$51:$BK$90),CB717+1,CB717)","v":3},1266,{"$f":"SUMIF(GHA!$AQ$51:$AQ$90,CB718,GHA!$BJ$51:$BJ$90)","v":1218.155822963889}]
[null,null,null,null,null,null,null,null,null,null,null,null,null,null,null,null,null,null,null,null,null,null,null,null,null,null,null,null,null,null,null,null,null,null,null,null,null,null,null,null,null,null,null,null,null,null,null,null,null,null,null,null,null,null,null,null,null,null,null,null,null,null,null,null,null,null,null,null,null,null,null,null,null,null,null,31,15,735,{"$f":"OFFSET(GHA!$D$1,IF($CA$1,BX737,366-BX737),BY737)","v":998},{"$f":"IF(BZ737=SUMIF(GHA!$AQ$51:$AQ$90,CB736,GHA!$BK$51:$BK$90),CB736+1,CB736)","v":3},1264.3,{"$f":"SUMIF(GHA!$AQ$51:$AQ$90,CB737,GHA!$BJ$51:$BJ$90)","v":1218.155822963889}]
[null,null,null,null,null,null,null,null,null,null,null,null,null,null,null,null,null,null,null,null,null,null,null,null,null,null,null,null,null,null,null,null,null,null,null,null,null,null,null,null,null,null,null,null,null,null,null,null,null,null,null,null,null,null,null,null,null,null,null,null,null,null,null,null,null,null,null,null,null,null,null,null,null,null,null,32,7,751,{"$f":"OFFSET(GHA!$D$1,IF($CA$1,BX753,366-BX753),BY753)","v":921},{"$f":"IF(BZ753=SUMIF(GHA!$AQ$51:$AQ$90,CB752,GHA!$BK$51:$BK$90),CB752+1,CB752)","v":3},1263,{"$f":"SUMIF(GHA!$AQ$51:$AQ$90,CB753,GHA!$BJ$51:$BJ$90)","v":1218.155822963889}]
[null,null,null,null,null,null,null,null,null,null,null,null,null,null,null,null,null,null,null,null,null,null,null,null,null,null,null,null,null,null,null,null,null,null,null,null,null,null,null,null,null,null,null,null,null,null,null,null,null,null,null,null,null,null,null,null,null,null,null,null,null,null,null,null,null,null,null,null,null,null,null,null,null,null,null,32,24,768,{"$f":"OFFSET(GHA!$D$1,IF($CA$1,BX770,366-BX770),BY770)","v":1072},{"$f":"IF(BZ770=SUMIF(GHA!$AQ$51:$AQ$90,CB769,GHA!$BK$51:$BK$90),CB769+1,CB769)","v":3},1260,{"$f":"SUMIF(GHA!$AQ$51:$AQ$90,CB770,GHA!$BJ$51:$BJ$90)","v":1218.155822963889}]
[null,null,null,null,null,null,null,null,null,null,null,null,null,null,null,null,null,null,null,null,null,null,null,null,null,null,null,null,null,null,null,null,null,null,null,null,null,null,null,null,null,null,null,null,null,null,null,null,null,null,null,null,null,null,null,null,null,null,null,null,null,null,null,null,null,null,null,null,null,null,null,null,null,null,null,33,17,785,{"$f":"OFFSET(GHA!$D$1,IF($CA$1,BX787,366-BX787),BY787)","v":880},{"$f":"IF(BZ787=SUMIF(GHA!$AQ$51:$AQ$90,CB786,GHA!$BK$51:$BK$90),CB786+1,CB786)","v":3},1259,{"$f":"SUMIF(GHA!$AQ$51:$AQ$90,CB787,GHA!$BJ$51:$BJ$90)","v":1218.155822963889}]
[null,null,null,null,null,null,null,null,null,null,null,null,null,null,null,null,null,null,null,null,null,null,null,null,null,null,null,null,null,null,null,null,null,null,null,null,null,null,null,null,null,null,null,null,null,null,null,null,null,null,null,null,null,null,null,null,null,null,null,null,null,null,null,null,null,null,null,null,null,null,null,null,null,null,null,34,9,801,{"$f":"OFFSET(GHA!$D$1,IF($CA$1,BX803,366-BX803),BY803)","v":1078},{"$f":"IF(BZ803=SUMIF(GHA!$AQ$51:$AQ$90,CB802,GHA!$BK$51:$BK$90),CB802+1,CB802)","v":3},1258,{"$f":"SUMIF(GHA!$AQ$51:$AQ$90,CB803,GHA!$BJ$51:$BJ$90)","v":1218.155822963889}]
[null,null,null,null,null,null,null,null,null,null,null,null,null,null,null,null,null,null,null,null,null,null,null,null,null,null,null,null,null,null,null,null,null,null,null,null,null,null,null,null,null,null,null,null,null,null,null,null,null,null,null,null,null,null,null,null,null,null,null,null,null,null,null,null,null,null,null,null,null,null,null,null,null,null,null,35,4,820,{"$f":"OFFSET(GHA!$D$1,IF($CA$1,BX822,366-BX822),BY822)","v":1032},{"$f":"IF(BZ822=SUMIF(GHA!$AQ$51:$AQ$90,CB821,GHA!$BK$51:$BK$90),CB821+1,CB821)","v":3},1256.7,{"$f":"SUMIF(GHA!$AQ$51:$AQ$90,CB822,GHA!$BJ$51:$BJ$90)","v":1218.155822963889}]
[null,null,null,null,null,null,null,null,null,null,null,null,null,null,null,null,null,null,null,null,null,null,null,null,null,null,null,null,null,null,null,null,null,null,null,null,null,null,null,null,null,null,null,null,null,null,null,null,null,null,null,null,null,null,null,null,null,null,null,null,null,null,null,null,null,null,null,null,null,null,null,null,null,null,null,35,21,837,{"$f":"OFFSET(GHA!$D$1,IF($CA$1,BX839,366-BX839),BY839)","v":1272},{"$f":"IF(BZ839=SUMIF(GHA!$AQ$51:$AQ$90,CB838,GHA!$BK$51:$BK$90),CB838+1,CB838)","v":3},1255,{"$f":"SUMIF(GHA!$AQ$51:$AQ$90,CB839,GHA!$BJ$51:$BJ$90)","v":1218.155822963889}]
[null,null,null,null,null,null,null,null,null,null,null,null,null,null,null,null,null,null,null,null,null,null,null,null,null,null,null,null,null,null,null,null,null,null,null,null,null,null,null,null,null,null,null,null,null,null,null,null,null,null,null,null,null,null,null,null,null,null,null,null,null,null,null,null,null,null,null,null,null,null,null,null,null,null,null,36,12,852,{"$f":"OFFSET(GHA!$D$1,IF($CA$1,BX854,366-BX854),BY854)","v":1151.0999999999999},{"$f":"IF(BZ854=SUMIF(GHA!$AQ$51:$AQ$90,CB853,GHA!$BK$51:$BK$90),CB853+1,CB853)","v":3},1253,{"$f":"SUMIF(GHA!$AQ$51:$AQ$90,CB854,GHA!$BJ$51:$BJ$90)","v":1218.155822963889}]
[null,null,null,null,null,null,null,null,null,null,null,null,null,null,null,null,null,null,null,null,null,null,null,null,null,null,null,null,null,null,null,null,null,null,null,null,null,null,null,null,null,null,null,null,null,null,null,null,null,null,null,null,null,null,null,null,null,null,null,null,null,null,null,null,null,null,null,null,null,null,null,null,null,null,null,37,8,872,{"$f":"OFFSET(GHA!$D$1,IF($CA$1,BX874,366-BX874),BY874)","v":880},{"$f":"IF(BZ874=SUMIF(GHA!$AQ$51:$AQ$90,CB873,GHA!$BK$51:$BK$90),CB873+1,CB873)","v":3},1251,{"$f":"SUMIF(GHA!$AQ$51:$AQ$90,CB874,GHA!$BJ$51:$BJ$90)","v":1218.155822963889}]
[null,null,null,null,null,null,null,null,null,null,null,null,null,null,null,null,null,null,null,null,null,null,null,null,null,null,null,null,null,null,null,null,null,null,null,null,null,null,null,null,null,null,null,null,null,null,null,null,null,null,null,null,null,null,null,null,null,null,null,null,null,null,null,null,null,null,null,null,null,null,null,null,null,null,null,37,9,873,{"$f":"OFFSET(GHA!$D$1,IF($CA$1,BX875,366-BX875),BY875)","v":925},{"$f":"IF(BZ875=SUMIF(GHA!$AQ$51:$AQ$90,CB874,GHA!$BK$51:$BK$90),CB874+1,CB874)","v":3},1251,{"$f":"SUMIF(GHA!$AQ$51:$AQ$90,CB875,GHA!$BJ$51:$BJ$90)","v":1218.155822963889}]
[null,null,null,null,null,null,null,null,null,null,null,null,null,null,null,null,null,null,null,null,null,null,null,null,null,null,null,null,null,null,null,null,null,null,null,null,null,null,null,null,null,null,null,null,null,null,null,null,null,null,null,null,null,null,null,null,null,null,null,null,null,null,null,null,null,null,null,null,null,null,null,null,null,null,null,38,2,890,{"$f":"OFFSET(GHA!$D$1,IF($CA$1,BX892,366-BX892),BY892)","v":1086},{"$f":"IF(BZ892=SUMIF(GHA!$AQ$51:$AQ$90,CB891,GHA!$BK$51:$BK$90),CB891+1,CB891)","v":3},1249,{"$f":"SUMIF(GHA!$AQ$51:$AQ$90,CB892,GHA!$BJ$51:$BJ$90)","v":1218.155822963889}]
[null,null,null,null,null,null,null,null,null,null,null,null,null,null,null,null,null,null,null,null,null,null,null,null,null,null,null,null,null,null,null,null,null,null,null,null,null,null,null,null,null,null,null,null,null,null,null,null,null,null,null,null,null,null,null,null,null,null,null,null,null,null,null,null,null,null,null,null,null,null,null,null,null,null,null,39,6,918,{"$f":"OFFSET(GHA!$D$1,IF($CA$1,BX920,366-BX920),BY920)","v":1040},{"$f":"IF(BZ920=SUMIF(GHA!$AQ$51:$AQ$90,CB919,GHA!$BK$51:$BK$90),CB919+1,CB919)","v":3},1247,{"$f":"SUMIF(GHA!$AQ$51:$AQ$90,CB920,GHA!$BJ$51:$BJ$90)","v":1218.155822963889}]
[null,null,null,null,null,null,null,null,null,null,null,null,null,null,null,null,null,null,null,null,null,null,null,null,null,null,null,null,null,null,null,null,null,null,null,null,null,null,null,null,null,null,null,null,null,null,null,null,null,null,null,null,null,null,null,null,null,null,null,null,null,null,null,null,null,null,null,null,null,null,null,null,null,null,null,39,13,925,{"$f":"OFFSET(GHA!$D$1,IF($CA$1,BX927,366-BX927),BY927)","v":941},{"$f":"IF(BZ927=SUMIF(GHA!$AQ$51:$AQ$90,CB926,GHA!$BK$51:$BK$90),CB926+1,CB926)","v":3},1246,{"$f":"SUMIF(GHA!$AQ$51:$AQ$90,CB927,GHA!$BJ$51:$BJ$90)","v":1218.155822963889}]
[null,null,null,null,null,null,null,null,null,null,null,null,null,null,null,null,null,null,null,null,null,null,null,null,null,null,null,null,null,null,null,null,null,null,null,null,null,null,null,null,null,null,null,null,null,null,null,null,null,null,null,null,null,null,null,null,null,null,null,null,null,null,null,null,null,null,null,null,null,null,null,null,null,null,null,40,6,942,{"$f":"OFFSET(GHA!$D$1,IF($CA$1,BX944,366-BX944),BY944)","v":1053},{"$f":"IF(BZ944=SUMIF(GHA!$AQ$51:$AQ$90,CB943,GHA!$BK$51:$BK$90),CB943+1,CB943)","v":3},1245,{"$f":"SUMIF(GHA!$AQ$51:$AQ$90,CB944,GHA!$BJ$51:$BJ$90)","v":1218.155822963889}]
[null,null,null,null,null,null,null,null,null,null,null,null,null,null,null,null,null,null,null,null,null,null,null,null,null,null,null,null,null,null,null,null,null,null,null,null,null,null,null,null,null,null,null,null,null,null,null,null,null,null,null,null,null,null,null,null,null,null,null,null,null,null,null,null,null,null,null,null,null,null,null,null,null,null,null,41,8,968,{"$f":"OFFSET(GHA!$D$1,IF($CA$1,BX970,366-BX970),BY970)","v":1044},{"$f":"IF(BZ970=SUMIF(GHA!$AQ$51:$AQ$90,CB969,GHA!$BK$51:$BK$90),CB969+1,CB969)","v":3},1243,{"$f":"SUMIF(GHA!$AQ$51:$AQ$90,CB970,GHA!$BJ$51:$BJ$90)","v":1218.155822963889}]
[null,null,null,null,null,null,null,null,null,null,null,null,null,null,null,null,null,null,null,null,null,null,null,null,null,null,null,null,null,null,null,null,null,null,null,null,null,null,null,null,null,null,null,null,null,null,null,null,null,null,null,null,null,null,null,null,null,null,null,null,null,null,null,null,null,null,null,null,null,null,null,null,null,null,null,41,17,977,{"$f":"OFFSET(GHA!$D$1,IF($CA$1,BX979,366-BX979),BY979)","v":1110},{"$f":"IF(BZ979=SUMIF(GHA!$AQ$51:$AQ$90,CB978,GHA!$BK$51:$BK$90),CB978+1,CB978)","v":3},1242,{"$f":"SUMIF(GHA!$AQ$51:$AQ$90,CB979,GHA!$BJ$51:$BJ$90)","v":1218.155822963889}]
[null,null,null,null,null,null,null,null,null,null,null,null,null,null,null,null,null,null,null,null,null,null,null,null,null,null,null,null,null,null,null,null,null,null,null,null,null,null,null,null,null,null,null,null,null,null,null,null,null,null,null,null,null,null,null,null,null,null,null,null,null,null,null,null,null,null,null,null,null,null,null,null,null,null,null,42,10,994,{"$f":"OFFSET(GHA!$D$1,IF($CA$1,BX996,366-BX996),BY996)","v":1115},{"$f":"IF(BZ996=SUMIF(GHA!$AQ$51:$AQ$90,CB995,GHA!$BK$51:$BK$90),CB995+1,CB995)","v":3},1240,{"$f":"SUMIF(GHA!$AQ$51:$AQ$90,CB996,GHA!$BJ$51:$BJ$90)","v":1218.155822963889}]
[null,null,null,null,null,null,null,null,null,null,null,null,null,null,null,null,null,null,null,null,null,null,null,null,null,null,null,null,null,null,null,null,null,null,null,null,null,null,null,null,null,null,null,null,null,null,null,null,null,null,null,null,null,null,null,null,null,null,null,null,null,null,null,null,null,null,null,null,null,null,null,null,null,null,null,43,3,1011,{"$f":"OFFSET(GHA!$D$1,IF($CA$1,BX1013,366-BX1013),BY1013)","v":1033},{"$f":"IF(BZ1013=SUMIF(GHA!$AQ$51:$AQ$90,CB1012,GHA!$BK$51:$BK$90),CB1012+1,CB1012)","v":3},1239,{"$f":"SUMIF(GHA!$AQ$51:$AQ$90,CB1013,GHA!$BJ$51:$BJ$90)","v":1218.155822963889}]
[null,null,null,null,null,null,null,null,null,null,null,null,null,null,null,null,null,null,null,null,null,null,null,null,null,null,null,null,null,null,null,null,null,null,null,null,null,null,null,null,null,null,null,null,null,null,null,null,null,null,null,null,null,null,null,null,null,null,null,null,null,null,null,null,null,null,null,null,null,null,null,null,null,null,null,44,3,1035,{"$f":"OFFSET(GHA!$D$1,IF($CA$1,BX1037,366-BX1037),BY1037)","v":1070},{"$f":"IF(BZ1037=SUMIF(GHA!$AQ$51:$AQ$90,CB1036,GHA!$BK$51:$BK$90),CB1036+1,CB1036)","v":3},1236,{"$f":"SUMIF(GHA!$AQ$51:$AQ$90,CB1037,GHA!$BJ$51:$BJ$90)","v":1218.155822963889}]
[null,null,null,null,null,null,null,null,null,null,null,null,null,null,null,null,null,null,null,null,null,null,null,null,null,null,null,null,null,null,null,null,null,null,null,null,null,null,null,null,null,null,null,null,null,null,null,null,null,null,null,null,null,null,null,null,null,null,null,null,null,null,null,null,null,null,null,null,null,null,null,null,null,null,null,44,14,1046,{"$f":"OFFSET(GHA!$D$1,IF($CA$1,BX1048,366-BX1048),BY1048)","v":1117},{"$f":"IF(BZ1048=SUMIF(GHA!$AQ$51:$AQ$90,CB1047,GHA!$BK$51:$BK$90),CB1047+1,CB1047)","v":3},1234.0999999999999,{"$f":"SUMIF(GHA!$AQ$51:$AQ$90,CB1048,GHA!$BJ$51:$BJ$90)","v":1218.155822963889}]
[null,null,null,null,null,null,null,null,null,null,null,null,null,null,null,null,null,null,null,null,null,null,null,null,null,null,null,null,null,null,null,null,null,null,null,null,null,null,null,null,null,null,null,null,null,null,null,null,null,null,null,null,null,null,null,null,null,null,null,null,null,null,null,null,null,null,null,null,null,null,null,null,null,null,null,45,7,1063,{"$f":"OFFSET(GHA!$D$1,IF($CA$1,BX1065,366-BX1065),BY1065)","v":1002},{"$f":"IF(BZ1065=SUMIF(GHA!$AQ$51:$AQ$90,CB1064,GHA!$BK$51:$BK$90),CB1064+1,CB1064)","v":3},1233,{"$f":"SUMIF(GHA!$AQ$51:$AQ$90,CB1065,GHA!$BJ$51:$BJ$90)","v":1218.155822963889}]
[null,null,null,null,null,null,null,null,null,null,null,null,null,null,null,null,null,null,null,null,null,null,null,null,null,null,null,null,null,null,null,null,null,null,null,null,null,null,null,null,null,null,null,null,null,null,null,null,null,null,null,null,null,null,null,null,null,null,null,null,null,null,null,null,null,null,null,null,null,null,null,null,null,null,null,45,24,1080,{"$f":"OFFSET(GHA!$D$1,IF($CA$1,BX1082,366-BX1082),BY1082)","v":840},{"$f":"IF(BZ1082=SUMIF(GHA!$AQ$51:$AQ$90,CB1081,GHA!$BK$51:$BK$90),CB1081+1,CB1081)","v":3},1232,{"$f":"SUMIF(GHA!$AQ$51:$AQ$90,CB1082,GHA!$BJ$51:$BJ$90)","v":1218.155822963889}]
[null,null,null,null,null,null,null,null,null,null,null,null,null,null,null,null,null,null,null,null,null,null,null,null,null,null,null,null,null,null,null,null,null,null,null,null,null,null,null,null,null,null,null,null,null,null,null,null,null,null,null,null,null,null,null,null,null,null,null,null,null,null,null,null,null,null,null,null,null,null,null,null,null,null,null,46,4,1084,{"$f":"OFFSET(GHA!$D$1,IF($CA$1,BX1086,366-BX1086),BY1086)","v":829},{"$f":"IF(BZ1086=SUMIF(GHA!$AQ$51:$AQ$90,CB1085,GHA!$BK$51:$BK$90),CB1085+1,CB1085)","v":3},1231.8,{"$f":"SUMIF(GHA!$AQ$51:$AQ$90,CB1086,GHA!$BJ$51:$BJ$90)","v":1218.155822963889}]
[null,null,null,null,null,null,null,null,null,null,null,null,null,null,null,null,null,null,null,null,null,null,null,null,null,null,null,null,null,null,null,null,null,null,null,null,null,null,null,null,null,null,null,null,null,null,null,null,null,null,null,null,null,null,null,null,null,null,null,null,null,null,null,null,null,null,null,null,null,null,null,null,null,null,null,47,11,1115,{"$f":"OFFSET(GHA!$D$1,IF($CA$1,BX1117,366-BX1117),BY1117)","v":1103},{"$f":"IF(BZ1117=SUMIF(GHA!$AQ$51:$AQ$90,CB1116,GHA!$BK$51:$BK$90),CB1116+1,CB1116)","v":3},1229,{"$f":"SUMIF(GHA!$AQ$51:$AQ$90,CB1117,GHA!$BJ$51:$BJ$90)","v":1218.155822963889}]
[null,null,null,null,null,null,null,null,null,null,null,null,null,null,null,null,null,null,null,null,null,null,null,null,null,null,null,null,null,null,null,null,null,null,null,null,null,null,null,null,null,null,null,null,null,null,null,null,null,null,null,null,null,null,null,null,null,null,null,null,null,null,null,null,null,null,null,null,null,null,null,null,null,null,null,48,4,1132,{"$f":"OFFSET(GHA!$D$1,IF($CA$1,BX1134,366-BX1134),BY1134)","v":974},{"$f":"IF(BZ1134=SUMIF(GHA!$AQ$51:$AQ$90,CB1133,GHA!$BK$51:$BK$90),CB1133+1,CB1133)","v":3},1228,{"$f":"SUMIF(GHA!$AQ$51:$AQ$90,CB1134,GHA!$BJ$51:$BJ$90)","v":1218.155822963889}]
[null,null,null,null,null,null,null,null,null,null,null,null,null,null,null,null,null,null,null,null,null,null,null,null,null,null,null,null,null,null,null,null,null,null,null,null,null,null,null,null,null,null,null,null,null,null,null,null,null,null,null,null,null,null,null,null,null,null,null,null,null,null,null,null,null,null,null,null,null,null,null,null,null,null,null,48,6,1134,{"$f":"OFFSET(GHA!$D$1,IF($CA$1,BX1136,366-BX1136),BY1136)","v":1069},{"$f":"IF(BZ1136=SUMIF(GHA!$AQ$51:$AQ$90,CB1135,GHA!$BK$51:$BK$90),CB1135+1,CB1135)","v":3},1228,{"$f":"SUMIF(GHA!$AQ$51:$AQ$90,CB1136,GHA!$BJ$51:$BJ$90)","v":1218.155822963889}]
[null,null,null,null,null,null,null,null,null,null,null,null,null,null,null,null,null,null,null,null,null,null,null,null,null,null,null,null,null,null,null,null,null,null,null,null,null,null,null,null,null,null,null,null,null,null,null,null,null,null,null,null,null,null,null,null,null,null,null,null,null,null,null,null,null,null,null,null,null,null,null,null,null,null,null,48,23,1151,{"$f":"OFFSET(GHA!$D$1,IF($CA$1,BX1153,366-BX1153),BY1153)","v":1130},{"$f":"IF(BZ1153=SUMIF(GHA!$AQ$51:$AQ$90,CB1152,GHA!$BK$51:$BK$90),CB1152+1,CB1152)","v":3},1227,{"$f":"SUMIF(GHA!$AQ$51:$AQ$90,CB1153,GHA!$BJ$51:$BJ$90)","v":1218.155822963889}]
[null,null,null,null,null,null,null,null,null,null,null,null,null,null,null,null,null,null,null,null,null,null,null,null,null,null,null,null,null,null,null,null,null,null,null,null,null,null,null,null,null,null,null,null,null,null,null,null,null,null,null,null,null,null,null,null,null,null,null,null,null,null,null,null,null,null,null,null,null,null,null,null,null,null,null,49,16,1168,{"$f":"OFFSET(GHA!$D$1,IF($CA$1,BX1170,366-BX1170),BY1170)","v":1078},{"$f":"IF(BZ1170=SUMIF(GHA!$AQ$51:$AQ$90,CB1169,GHA!$BK$51:$BK$90),CB1169+1,CB1169)","v":3},1225,{"$f":"SUMIF(GHA!$AQ$51:$AQ$90,CB1170,GHA!$BJ$51:$BJ$90)","v":1218.155822963889}]
[null,null,null,null,null,null,null,null,null,null,null,null,null,null,null,null,null,null,null,null,null,null,null,null,null,null,null,null,null,null,null,null,null,null,null,null,null,null,null,null,null,null,null,null,null,null,null,null,null,null,null,null,null,null,null,null,null,null,null,null,null,null,null,null,null,null,null,null,null,null,null,null,null,null,null,50,9,1185,{"$f":"OFFSET(GHA!$D$1,IF($CA$1,BX1187,366-BX1187),BY1187)","v":1102},{"$f":"IF(BZ1187=SUMIF(GHA!$AQ$51:$AQ$90,CB1186,GHA!$BK$51:$BK$90),CB1186+1,CB1186)","v":3},1224,{"$f":"SUMIF(GHA!$AQ$51:$AQ$90,CB1187,GHA!$BJ$51:$BJ$90)","v":1218.155822963889}]
[null,null,null,null,null,null,null,null,null,null,null,null,null,null,null,null,null,null,null,null,null,null,null,null,null,null,null,null,null,null,null,null,null,null,null,null,null,null,null,null,null,null,null,null,null,null,null,null,null,null,null,null,null,null,null,null,null,null,null,null,null,null,null,null,null,null,null,null,null,null,null,null,null,null,null,51,1,1201,{"$f":"OFFSET(GHA!$D$1,IF($CA$1,BX1203,366-BX1203),BY1203)","v":1067},{"$f":"IF(BZ1203=SUMIF(GHA!$AQ$51:$AQ$90,CB1202,GHA!$BK$51:$BK$90),CB1202+1,CB1202)","v":3},1223.0999999999999,{"$f":"SUMIF(GHA!$AQ$51:$AQ$90,CB1203,GHA!$BJ$51:$BJ$90)","v":1218.155822963889}]
[null,null,null,null,null,null,null,null,null,null,null,null,null,null,null,null,null,null,null,null,null,null,null,null,null,null,null,null,null,null,null,null,null,null,null,null,null,null,null,null,null,null,null,null,null,null,null,null,null,null,null,null,null,null,null,null,null,null,null,null,null,null,null,null,null,null,null,null,null,null,null,null,null,null,null,51,20,1220,{"$f":"OFFSET(GHA!$D$1,IF($CA$1,BX1222,366-BX1222),BY1222)","v":1287},{"$f":"IF(BZ1222=SUMIF(GHA!$AQ$51:$AQ$90,CB1221,GHA!$BK$51:$BK$90),CB1221+1,CB1221)","v":4},1222,{"$f":"SUMIF(GHA!$AQ$51:$AQ$90,CB1222,GHA!$BJ$51:$BJ$90)","v":1176.3342628715443}]
[null,null,null,null,null,null,null,null,null,null,null,null,null,null,null,null,null,null,null,null,null,null,null,null,null,null,null,null,null,null,null,null,null,null,null,null,null,null,null,null,null,null,null,null,null,null,null,null,null,null,null,null,null,null,null,null,null,null,null,null,null,null,null,null,null,null,null,null,null,null,null,null,null,null,null,52,13,1237,{"$f":"OFFSET(GHA!$D$1,IF($CA$1,BX1239,366-BX1239),BY1239)","v":956},{"$f":"IF(BZ1239=SUMIF(GHA!$AQ$51:$AQ$90,CB1238,GHA!$BK$51:$BK$90),CB1238+1,CB1238)","v":4},1221,{"$f":"SUMIF(GHA!$AQ$51:$AQ$90,CB1239,GHA!$BJ$51:$BJ$90)","v":1176.3342628715443}]
[null,null,null,null,null,null,null,null,null,null,null,null,null,null,null,null,null,null,null,null,null,null,null,null,null,null,null,null,null,null,null,null,null,null,null,null,null,null,null,null,null,null,null,null,null,null,null,null,null,null,null,null,null,null,null,null,null,null,null,null,null,null,null,null,null,null,null,null,null,null,null,null,null,null,null,53,6,1254,{"$f":"OFFSET(GHA!$D$1,IF($CA$1,BX1256,366-BX1256),BY1256)","v":1079},{"$f":"IF(BZ1256=SUMIF(GHA!$AQ$51:$AQ$90,CB1255,GHA!$BK$51:$BK$90),CB1255+1,CB1255)","v":4},1219,{"$f":"SUMIF(GHA!$AQ$51:$AQ$90,CB1256,GHA!$BJ$51:$BJ$90)","v":1176.3342628715443}]
[null,null,null,null,null,null,null,null,null,null,null,null,null,null,null,null,null,null,null,null,null,null,null,null,null,null,null,null,null,null,null,null,null,null,null,null,null,null,null,null,null,null,null,null,null,null,null,null,null,null,null,null,null,null,null,null,null,null,null,null,null,null,null,null,null,null,null,null,null,null,null,null,null,null,null,53,19,1267,{"$f":"OFFSET(GHA!$D$1,IF($CA$1,BX1269,366-BX1269),BY1269)","v":1170},{"$f":"IF(BZ1269=SUMIF(GHA!$AQ$51:$AQ$90,CB1268,GHA!$BK$51:$BK$90),CB1268+1,CB1268)","v":4},1218,{"$f":"SUMIF(GHA!$AQ$51:$AQ$90,CB1269,GHA!$BJ$51:$BJ$90)","v":1176.3342628715443}]
[null,null,null,null,null,null,null,null,null,null,null,null,null,null,null,null,null,null,null,null,null,null,null,null,null,null,null,null,null,null,null,null,null,null,null,null,null,null,null,null,null,null,null,null,null,null,null,null,null,null,null,null,null,null,null,null,null,null,null,null,null,null,null,null,null,null,null,null,null,null,null,null,null,null,null,54,17,1289,{"$f":"OFFSET(GHA!$D$1,IF($CA$1,BX1291,366-BX1291),BY1291)","v":1173},{"$f":"IF(BZ1291=SUMIF(GHA!$AQ$51:$AQ$90,CB1290,GHA!$BK$51:$BK$90),CB1290+1,CB1290)","v":4},1217,{"$f":"SUMIF(GHA!$AQ$51:$AQ$90,CB1291,GHA!$BJ$51:$BJ$90)","v":1176.3342628715443}]
[null,null,null,null,null,null,null,null,null,null,null,null,null,null,null,null,null,null,null,null,null,null,null,null,null,null,null,null,null,null,null,null,null,null,null,null,null,null,null,null,null,null,null,null,null,null,null,null,null,null,null,null,null,null,null,null,null,null,null,null,null,null,null,null,null,null,null,null,null,null,null,null,null,null,null,55,10,1306,{"$f":"OFFSET(GHA!$D$1,IF($CA$1,BX1308,366-BX1308),BY1308)","v":1170},{"$f":"IF(BZ1308=SUMIF(GHA!$AQ$51:$AQ$90,CB1307,GHA!$BK$51:$BK$90),CB1307+1,CB1307)","v":4},1216,{"$f":"SUMIF(GHA!$AQ$51:$AQ$90,CB1308,GHA!$BJ$51:$BJ$90)","v":1176.3342628715443}]
[null,null,null,null,null,null,null,null,null,null,null,null,null,null,null,null,null,null,null,null,null,null,null,null,null,null,null,null,null,null,null,null,null,null,null,null,null,null,null,null,null,null,null,null,null,null,null,null,null,null,null,null,null,null,null,null,null,null,null,null,null,null,null,null,null,null,null,null,null,null,null,null,null,null,null,55,22,1318,{"$f":"OFFSET(GHA!$D$1,IF($CA$1,BX1320,366-BX1320),BY1320)","v":1249},{"$f":"IF(BZ1320=SUMIF(GHA!$AQ$51:$AQ$90,CB1319,GHA!$BK$51:$BK$90),CB1319+1,CB1319)","v":4},1215,{"$f":"SUMIF(GHA!$AQ$51:$AQ$90,CB1320,GHA!$BJ$51:$BJ$90)","v":1176.3342628715443}]
[null,null,null,null,null,null,null,null,null,null,null,null,null,null,null,null,null,null,null,null,null,null,null,null,null,null,null,null,null,null,null,null,null,null,null,null,null,null,null,null,null,null,null,null,null,null,null,null,null,null,null,null,null,null,null,null,null,null,null,null,null,null,null,null,null,null,null,null,null,null,null,null,null,null,null,56,21,1341,{"$f":"OFFSET(GHA!$D$1,IF($CA$1,BX1343,366-BX1343),BY1343)","v":1295.8},{"$f":"IF(BZ1343=SUMIF(GHA!$AQ$51:$AQ$90,CB1342,GHA!$BK$51:$BK$90),CB1342+1,CB1342)","v":4},1213,{"$f":"SUMIF(GHA!$AQ$51:$AQ$90,CB1343,GHA!$BJ$51:$BJ$90)","v":1176.3342628715443}]
[null,null,null,null,null,null,null,null,null,null,null,null,null,null,null,null,null,null,null,null,null,null,null,null,null,null,null,null,null,null,null,null,null,null,null,null,null,null,null,null,null,null,null,null,null,null,null,null,null,null,null,null,null,null,null,null,null,null,null,null,null,null,null,null,null,null,null,null,null,null,null,null,null,null,null,57,14,1358,{"$f":"OFFSET(GHA!$D$1,IF($CA$1,BX1360,366-BX1360),BY1360)","v":1158},{"$f":"IF(BZ1360=SUMIF(GHA!$AQ$51:$AQ$90,CB1359,GHA!$BK$51:$BK$90),CB1359+1,CB1359)","v":4},1212,{"$f":"SUMIF(GHA!$AQ$51:$AQ$90,CB1360,GHA!$BJ$51:$BJ$90)","v":1176.3342628715443}]
[null,null,null,null,null,null,null,null,null,null,null,null,null,null,null,null,null,null,null,null,null,null,null,null,null,null,null,null,null,null,null,null,null,null,null,null,null,null,null,null,null,null,null,null,null,null,null,null,null,null,null,null,null,null,null,null,null,null,null,null,null,null,null,null,null,null,null,null,null,null,null,null,null,null,null,58,7,1375,{"$f":"OFFSET(GHA!$D$1,IF($CA$1,BX1377,366-BX1377),BY1377)","v":1041},{"$f":"IF(BZ1377=SUMIF(GHA!$AQ$51:$AQ$90,CB1376,GHA!$BK$51:$BK$90),CB1376+1,CB1376)","v":4},1211,{"$f":"SUMIF(GHA!$AQ$51:$AQ$90,CB1377,GHA!$BJ$51:$BJ$90)","v":1176.3342628715443}]
[null,null,null,null,null,null,null,null,null,null,null,null,null,null,null,null,null,null,null,null,null,null,null,null,null,null,null,null,null,null,null,null,null,null,null,null,null,null,null,null,null,null,null,null,null,null,null,null,null,null,null,null,null,null,null,null,null,null,null,null,null,null,null,null,null,null,null,null,null,null,null,null,null,null,null,58,16,1384,{"$f":"OFFSET(GHA!$D$1,IF($CA$1,BX1386,366-BX1386),BY1386)","v":1067},{"$f":"IF(BZ1386=SUMIF(GHA!$AQ$51:$AQ$90,CB1385,GHA!$BK$51:$BK$90),CB1385+1,CB1385)","v":4},1210,{"$f":"SUMIF(GHA!$AQ$51:$AQ$90,CB1386,GHA!$BJ$51:$BJ$90)","v":1176.3342628715443}]
[null,null,null,null,null,null,null,null,null,null,null,null,null,null,null,null,null,null,null,null,null,null,null,null,null,null,null,null,null,null,null,null,null,null,null,null,null,null,null,null,null,null,null,null,null,null,null,null,null,null,null,null,null,null,null,null,null,null,null,null,null,null,null,null,null,null,null,null,null,null,null,null,null,null,null,59,2,1394,{"$f":"OFFSET(GHA!$D$1,IF($CA$1,BX1396,366-BX1396),BY1396)","v":1051},{"$f":"IF(BZ1396=SUMIF(GHA!$AQ$51:$AQ$90,CB1395,GHA!$BK$51:$BK$90),CB1395+1,CB1395)","v":4},1210,{"$f":"SUMIF(GHA!$AQ$51:$AQ$90,CB1396,GHA!$BJ$51:$BJ$90)","v":1176.3342628715443}]
[null,null,null,null,null,null,null,null,null,null,null,null,null,null,null,null,null,null,null,null,null,null,null,null,null,null,null,null,null,null,null,null,null,null,null,null,null,null,null,null,null,null,null,null,null,null,null,null,null,null,null,null,null,null,null,null,null,null,null,null,null,null,null,null,null,null,null,null,null,null,null,null,null,null,null,59,19,1411,{"$f":"OFFSET(GHA!$D$1,IF($CA$1,BX1413,366-BX1413),BY1413)","v":1244},{"$f":"IF(BZ1413=SUMIF(GHA!$AQ$51:$AQ$90,CB1412,GHA!$BK$51:$BK$90),CB1412+1,CB1412)","v":4},1209,{"$f":"SUMIF(GHA!$AQ$51:$AQ$90,CB1413,GHA!$BJ$51:$BJ$90)","v":1176.3342628715443}]
[null,null,null,null,null,null,null,null,null,null,null,null,null,null,null,null,null,null,null,null,null,null,null,null,null,null,null,null,null,null,null,null,null,null,null,null,null,null,null,null,null,null,null,null,null,null,null,null,null,null,null,null,null,null,null,null,null,null,null,null,null,null,null,null,null,null,null,null,null,null,null,null,null,null,null,60,18,1434,{"$f":"OFFSET(GHA!$D$1,IF($CA$1,BX1436,366-BX1436),BY1436)","v":1086},{"$f":"IF(BZ1436=SUMIF(GHA!$AQ$51:$AQ$90,CB1435,GHA!$BK$51:$BK$90),CB1435+1,CB1435)","v":4},1207,{"$f":"SUMIF(GHA!$AQ$51:$AQ$90,CB1436,GHA!$BJ$51:$BJ$90)","v":1176.3342628715443}]
[null,null,null,null,null,null,null,null,null,null,null,null,null,null,null,null,null,null,null,null,null,null,null,null,null,null,null,null,null,null,null,null,null,null,null,null,null,null,null,null,null,null,null,null,null,null,null,null,null,null,null,null,null,null,null,null,null,null,null,null,null,null,null,null,null,null,null,null,null,null,null,null,null,null,null,61,6,1446,{"$f":"OFFSET(GHA!$D$1,IF($CA$1,BX1448,366-BX1448),BY1448)","v":1075},{"$f":"IF(BZ1448=SUMIF(GHA!$AQ$51:$AQ$90,CB1447,GHA!$BK$51:$BK$90),CB1447+1,CB1447)","v":4},1206.5999999999999,{"$f":"SUMIF(GHA!$AQ$51:$AQ$90,CB1448,GHA!$BJ$51:$BJ$90)","v":1176.3342628715443}]
[null,null,null,null,null,null,null,null,null,null,null,null,null,null,null,null,null,null,null,null,null,null,null,null,null,null,null,null,null,null,null,null,null,null,null,null,null,null,null,null,null,null,null,null,null,null,null,null,null,null,null,null,null,null,null,null,null,null,null,null,null,null,null,null,null,null,null,null,null,null,null,null,null,null,null,61,23,1463,{"$f":"OFFSET(GHA!$D$1,IF($CA$1,BX1465,366-BX1465),BY1465)","v":1167},{"$f":"IF(BZ1465=SUMIF(GHA!$AQ$51:$AQ$90,CB1464,GHA!$BK$51:$BK$90),CB1464+1,CB1464)","v":4},1205,{"$f":"SUMIF(GHA!$AQ$51:$AQ$90,CB1465,GHA!$BJ$51:$BJ$90)","v":1176.3342628715443}]
[null,null,null,null,null,null,null,null,null,null,null,null,null,null,null,null,null,null,null,null,null,null,null,null,null,null,null,null,null,null,null,null,null,null,null,null,null,null,null,null,null,null,null,null,null,null,null,null,null,null,null,null,null,null,null,null,null,null,null,null,null,null,null,null,null,null,null,null,null,null,null,null,null,null,null,62,16,1480,{"$f":"OFFSET(GHA!$D$1,IF($CA$1,BX1482,366-BX1482),BY1482)","v":1161},{"$f":"IF(BZ1482=SUMIF(GHA!$AQ$51:$AQ$90,CB1481,GHA!$BK$51:$BK$90),CB1481+1,CB1481)","v":4},1203.3,{"$f":"SUMIF(GHA!$AQ$51:$AQ$90,CB1482,GHA!$BJ$51:$BJ$90)","v":1176.3342628715443}]
[null,null,null,null,null,null,null,null,null,null,null,null,null,null,null,null,null,null,null,null,null,null,null,null,null,null,null,null,null,null,null,null,null,null,null,null,null,null,null,null,null,null,null,null,null,null,null,null,null,null,null,null,null,null,null,null,null,null,null,null,null,null,null,null,null,null,null,null,null,null,null,null,null,null,null,63,13,1501,{"$f":"OFFSET(GHA!$D$1,IF($CA$1,BX1503,366-BX1503),BY1503)","v":1094},{"$f":"IF(BZ1503=SUMIF(GHA!$AQ$51:$AQ$90,CB1502,GHA!$BK$51:$BK$90),CB1502+1,CB1502)","v":4},1202,{"$f":"SUMIF(GHA!$AQ$51:$AQ$90,CB1503,GHA!$BJ$51:$BJ$90)","v":1176.3342628715443}]
[null,null,null,null,null,null,null,null,null,null,null,null,null,null,null,null,null,null,null,null,null,null,null,null,null,null,null,null,null,null,null,null,null,null,null,null,null,null,null,null,null,null,null,null,null,null,null,null,null,null,null,null,null,null,null,null,null,null,null,null,null,null,null,null,null,null,null,null,null,null,null,null,null,null,null,64,3,1515,{"$f":"OFFSET(GHA!$D$1,IF($CA$1,BX1517,366-BX1517),BY1517)","v":1048},{"$f":"IF(BZ1517=SUMIF(GHA!$AQ$51:$AQ$90,CB1516,GHA!$BK$51:$BK$90),CB1516+1,CB1516)","v":4},1201,{"$f":"SUMIF(GHA!$AQ$51:$AQ$90,CB1517,GHA!$BJ$51:$BJ$90)","v":1176.3342628715443}]
[null,null,null,null,null,null,null,null,null,null,null,null,null,null,null,null,null,null,null,null,null,null,null,null,null,null,null,null,null,null,null,null,null,null,null,null,null,null,null,null,null,null,null,null,null,null,null,null,null,null,null,null,null,null,null,null,null,null,null,null,null,null,null,null,null,null,null,null,null,null,null,null,null,null,null,64,20,1532,{"$f":"OFFSET(GHA!$D$1,IF($CA$1,BX1534,366-BX1534),BY1534)","v":1289},{"$f":"IF(BZ1534=SUMIF(GHA!$AQ$51:$AQ$90,CB1533,GHA!$BK$51:$BK$90),CB1533+1,CB1533)","v":4},1200,{"$f":"SUMIF(GHA!$AQ$51:$AQ$90,CB1534,GHA!$BJ$51:$BJ$90)","v":1176.3342628715443}]
[null,null,null,null,null,null,null,null,null,null,null,null,null,null,null,null,null,null,null,null,null,null,null,null,null,null,null,null,null,null,null,null,null,null,null,null,null,null,null,null,null,null,null,null,null,null,null,null,null,null,null,null,null,null,null,null,null,null,null,null,null,null,null,null,null,null,null,null,null,null,null,null,null,null,null,65,13,1549,{"$f":"OFFSET(GHA!$D$1,IF($CA$1,BX1551,366-BX1551),BY1551)","v":999},{"$f":"IF(BZ1551=SUMIF(GHA!$AQ$51:$AQ$90,CB1550,GHA!$BK$51:$BK$90),CB1550+1,CB1550)","v":4},1199,{"$f":"SUMIF(GHA!$AQ$51:$AQ$90,CB1551,GHA!$BJ$51:$BJ$90)","v":1176.3342628715443}]
[null,null,null,null,null,null,null,null,null,null,null,null,null,null,null,null,null,null,null,null,null,null,null,null,null,null,null,null,null,null,null,null,null,null,null,null,null,null,null,null,null,null,null,null,null,null,null,null,null,null,null,null,null,null,null,null,null,null,null,null,null,null,null,null,null,null,null,null,null,null,null,null,null,null,null,66,7,1567,{"$f":"OFFSET(GHA!$D$1,IF($CA$1,BX1569,366-BX1569),BY1569)","v":956},{"$f":"IF(BZ1569=SUMIF(GHA!$AQ$51:$AQ$90,CB1568,GHA!$BK$51:$BK$90),CB1568+1,CB1568)","v":4},1198,{"$f":"SUMIF(GHA!$AQ$51:$AQ$90,CB1569,GHA!$BJ$51:$BJ$90)","v":1176.3342628715443}]
[null,null,null,null,null,null,null,null,null,null,null,null,null,null,null,null,null,null,null,null,null,null,null,null,null,null,null,null,null,null,null,null,null,null,null,null,null,null,null,null,null,null,null,null,null,null,null,null,null,null,null,null,null,null,null,null,null,null,null,null,null,null,null,null,null,null,null,null,null,null,null,null,null,null,null,66,24,1584,{"$f":"OFFSET(GHA!$D$1,IF($CA$1,BX1586,366-BX1586),BY1586)","v":1179},{"$f":"IF(BZ1586=SUMIF(GHA!$AQ$51:$AQ$90,CB1585,GHA!$BK$51:$BK$90),CB1585+1,CB1585)","v":4},1197,{"$f":"SUMIF(GHA!$AQ$51:$AQ$90,CB1586,GHA!$BJ$51:$BJ$90)","v":1176.3342628715443}]
[null,null,null,null,null,null,null,null,null,null,null,null,null,null,null,null,null,null,null,null,null,null,null,null,null,null,null,null,null,null,null,null,null,null,null,null,null,null,null,null,null,null,null,null,null,null,null,null,null,null,null,null,null,null,null,null,null,null,null,null,null,null,null,null,null,null,null,null,null,null,null,null,null,null,null,{"$f":"ROUNDDOWN((BZ1603-1)/24,0)+1","v":67},17,1601,{"$f":"OFFSET(GHA!$D$1,IF($CA$1,BX1603,366-BX1603),BY1603)","v":1056},{"$f":"IF(BZ1603=SUMIF(GHA!$AQ$51:$AQ$90,CB1602,GHA!$BK$51:$BK$90),CB1602+1,CB1602)","v":4},1196,{"$f":"SUMIF(GHA!$AQ$51:$AQ$90,CB1603,GHA!$BJ$51:$BJ$90)","v":1176.3342628715443}]
[null,null,null,null,null,null,null,null,null,null,null,null,null,null,null,null,null,null,null,null,null,null,null,null,null,null,null,null,null,null,null,null,null,null,null,null,null,null,null,null,null,null,null,null,null,null,null,null,null,null,null,null,null,null,null,null,null,null,null,null,null,null,null,null,null,null,null,null,null,null,null,null,null,null,null,68,9,1617,{"$f":"OFFSET(GHA!$D$1,IF($CA$1,BX1619,366-BX1619),BY1619)","v":970},{"$f":"IF(BZ1619=SUMIF(GHA!$AQ$51:$AQ$90,CB1618,GHA!$BK$51:$BK$90),CB1618+1,CB1618)","v":4},1195,{"$f":"SUMIF(GHA!$AQ$51:$AQ$90,CB1619,GHA!$BJ$51:$BJ$90)","v":1176.3342628715443}]
[null,null,null,null,null,null,null,null,null,null,null,null,null,null,null,null,null,null,null,null,null,null,null,null,null,null,null,null,null,null,null,null,null,null,null,null,null,null,null,null,null,null,null,null,null,null,null,null,null,null,null,null,null,null,null,null,null,null,null,null,null,null,null,null,null,null,null,null,null,null,null,null,null,null,null,69,4,1636,{"$f":"OFFSET(GHA!$D$1,IF($CA$1,BX1638,366-BX1638),BY1638)","v":1055},{"$f":"IF(BZ1638=SUMIF(GHA!$AQ$51:$AQ$90,CB1637,GHA!$BK$51:$BK$90),CB1637+1,CB1637)","v":4},1194,{"$f":"SUMIF(GHA!$AQ$51:$AQ$90,CB1638,GHA!$BJ$51:$BJ$90)","v":1176.3342628715443}]
[null,null,null,null,null,null,null,null,null,null,null,null,null,null,null,null,null,null,null,null,null,null,null,null,null,null,null,null,null,null,null,null,null,null,null,null,null,null,null,null,null,null,null,null,null,null,null,null,null,null,null,null,null,null,null,null,null,null,null,null,null,null,null,null,null,null,null,null,null,null,null,null,null,null,null,69,21,1653,{"$f":"OFFSET(GHA!$D$1,IF($CA$1,BX1655,366-BX1655),BY1655)","v":1250},{"$f":"IF(BZ1655=SUMIF(GHA!$AQ$51:$AQ$90,CB1654,GHA!$BK$51:$BK$90),CB1654+1,CB1654)","v":4},1193,{"$f":"SUMIF(GHA!$AQ$51:$AQ$90,CB1655,GHA!$BJ$51:$BJ$90)","v":1176.3342628715443}]
[null,null,null,null,null,null,null,null,null,null,null,null,null,null,null,null,null,null,null,null,null,null,null,null,null,null,null,null,null,null,null,null,null,null,null,null,null,null,null,null,null,null,null,null,null,null,null,null,null,null,null,null,null,null,null,null,null,null,null,null,null,null,null,null,null,null,null,null,null,null,null,null,null,null,null,69,22,1654,{"$f":"OFFSET(GHA!$D$1,IF($CA$1,BX1656,366-BX1656),BY1656)","v":1263},{"$f":"IF(BZ1656=SUMIF(GHA!$AQ$51:$AQ$90,CB1655,GHA!$BK$51:$BK$90),CB1655+1,CB1655)","v":4},1193,{"$f":"SUMIF(GHA!$AQ$51:$AQ$90,CB1656,GHA!$BJ$51:$BJ$90)","v":1176.3342628715443}]
[null,null,null,null,null,null,null,null,null,null,null,null,null,null,null,null,null,null,null,null,null,null,null,null,null,null,null,null,null,null,null,null,null,null,null,null,null,null,null,null,null,null,null,null,null,null,null,null,null,null,null,null,null,null,null,null,null,null,null,null,null,null,null,null,null,null,null,null,null,null,null,null,null,null,null,71,4,1684,{"$f":"OFFSET(GHA!$D$1,IF($CA$1,BX1686,366-BX1686),BY1686)","v":1012},{"$f":"IF(BZ1686=SUMIF(GHA!$AQ$51:$AQ$90,CB1685,GHA!$BK$51:$BK$90),CB1685+1,CB1685)","v":4},1191,{"$f":"SUMIF(GHA!$AQ$51:$AQ$90,CB1686,GHA!$BJ$51:$BJ$90)","v":1176.3342628715443}]
[null,null,null,null,null,null,null,null,null,null,null,null,null,null,null,null,null,null,null,null,null,null,null,null,null,null,null,null,null,null,null,null,null,null,null,null,null,null,null,null,null,null,null,null,null,null,null,null,null,null,null,null,null,null,null,null,null,null,null,null,null,null,null,null,null,null,null,null,null,null,null,null,null,null,null,71,{"$f":"BY1667","v":9},1689,{"$f":"OFFSET(GHA!$D$1,IF($CA$1,BX1691,366-BX1691),BY1691)","v":1106},{"$f":"IF(BZ1691=SUMIF(GHA!$AQ$51:$AQ$90,CB1690,GHA!$BK$51:$BK$90),CB1690+1,CB1690)","v":4},1191,{"$f":"SUMIF(GHA!$AQ$51:$AQ$90,CB1691,GHA!$BJ$51:$BJ$90)","v":1176.3342628715443}]
[null,null,null,null,null,null,null,null,null,null,null,null,null,null,null,null,null,null,null,null,null,null,null,null,null,null,null,null,null,null,null,null,null,null,null,null,null,null,null,null,null,null,null,null,null,null,null,null,null,null,null,null,null,null,null,null,null,null,null,null,null,null,null,null,null,null,null,null,null,null,null,null,null,null,null,72,2,1706,{"$f":"OFFSET(GHA!$D$1,IF($CA$1,BX1708,366-BX1708),BY1708)","v":1060},{"$f":"IF(BZ1708=SUMIF(GHA!$AQ$51:$AQ$90,CB1707,GHA!$BK$51:$BK$90),CB1707+1,CB1707)","v":4},1190,{"$f":"SUMIF(GHA!$AQ$51:$AQ$90,CB1708,GHA!$BJ$51:$BJ$90)","v":1176.3342628715443}]
[null,null,null,null,null,null,null,null,null,null,null,null,null,null,null,null,null,null,null,null,null,null,null,null,null,null,null,null,null,null,null,null,null,null,null,null,null,null,null,null,null,null,null,null,null,null,null,null,null,null,null,null,null,null,null,null,null,null,null,null,null,null,null,null,null,null,null,null,null,null,null,null,null,null,null,72,19,1723,{"$f":"OFFSET(GHA!$D$1,IF($CA$1,BX1725,366-BX1725),BY1725)","v":1225},{"$f":"IF(BZ1725=SUMIF(GHA!$AQ$51:$AQ$90,CB1724,GHA!$BK$51:$BK$90),CB1724+1,CB1724)","v":4},1188,{"$f":"SUMIF(GHA!$AQ$51:$AQ$90,CB1725,GHA!$BJ$51:$BJ$90)","v":1176.3342628715443}]
[null,null,null,null,null,null,null,null,null,null,null,null,null,null,null,null,null,null,null,null,null,null,null,null,null,null,null,null,null,null,null,null,null,null,null,null,null,null,null,null,null,null,null,null,null,null,null,null,null,null,null,null,null,null,null,null,null,null,null,null,null,null,null,null,null,null,null,null,null,null,null,null,null,null,null,73,23,1751,{"$f":"OFFSET(GHA!$D$1,IF($CA$1,BX1753,366-BX1753),BY1753)","v":1149},{"$f":"IF(BZ1753=SUMIF(GHA!$AQ$51:$AQ$90,CB1752,GHA!$BK$51:$BK$90),CB1752+1,CB1752)","v":4},1186.9000000000001,{"$f":"SUMIF(GHA!$AQ$51:$AQ$90,CB1753,GHA!$BJ$51:$BJ$90)","v":1176.3342628715443}]
[null,null,null,null,null,null,null,null,null,null,null,null,null,null,null,null,null,null,null,null,null,null,null,null,null,null,null,null,null,null,null,null,null,null,null,null,null,null,null,null,null,null,null,null,null,null,null,null,null,null,null,null,null,null,null,null,null,null,null,null,null,null,null,null,null,null,null,null,null,null,null,null,null,null,null,74,6,1758,{"$f":"OFFSET(GHA!$D$1,IF($CA$1,BX1760,366-BX1760),BY1760)","v":1044},{"$f":"IF(BZ1760=SUMIF(GHA!$AQ$51:$AQ$90,CB1759,GHA!$BK$51:$BK$90),CB1759+1,CB1759)","v":4},1186,{"$f":"SUMIF(GHA!$AQ$51:$AQ$90,CB1760,GHA!$BJ$51:$BJ$90)","v":1176.3342628715443}]
[null,null,null,null,null,null,null,null,null,null,null,null,null,null,null,null,null,null,null,null,null,null,null,null,null,null,null,null,null,null,null,null,null,null,null,null,null,null,null,null,null,null,null,null,null,null,null,null,null,null,null,null,null,null,null,null,null,null,null,null,null,null,null,null,null,null,null,null,null,null,null,null,null,null,null,74,23,1775,{"$f":"OFFSET(GHA!$D$1,IF($CA$1,BX1777,366-BX1777),BY1777)","v":1102},{"$f":"IF(BZ1777=SUMIF(GHA!$AQ$51:$AQ$90,CB1776,GHA!$BK$51:$BK$90),CB1776+1,CB1776)","v":4},1185,{"$f":"SUMIF(GHA!$AQ$51:$AQ$90,CB1777,GHA!$BJ$51:$BJ$90)","v":1176.3342628715443}]
[null,null,null,null,null,null,null,null,null,null,null,null,null,null,null,null,null,null,null,null,null,null,null,null,null,null,null,null,null,null,null,null,null,null,null,null,null,null,null,null,null,null,null,null,null,null,null,null,null,null,null,null,null,null,null,null,null,null,null,null,null,null,null,null,null,null,null,null,null,null,null,null,null,null,null,75,8,1784,{"$f":"OFFSET(GHA!$D$1,IF($CA$1,BX1786,366-BX1786),BY1786)","v":1048},{"$f":"IF(BZ1786=SUMIF(GHA!$AQ$51:$AQ$90,CB1785,GHA!$BK$51:$BK$90),CB1785+1,CB1785)","v":4},1184,{"$f":"SUMIF(GHA!$AQ$51:$AQ$90,CB1786,GHA!$BJ$51:$BJ$90)","v":1176.3342628715443}]
[null,null,null,null,null,null,null,null,null,null,null,null,null,null,null,null,null,null,null,null,null,null,null,null,null,null,null,null,null,null,null,null,null,null,null,null,null,null,null,null,null,null,null,null,null,null,null,null,null,null,null,null,null,null,null,null,null,null,null,null,null,null,null,null,null,null,null,null,null,null,null,null,null,null,null,76,10,1810,{"$f":"OFFSET(GHA!$D$1,IF($CA$1,BX1812,366-BX1812),BY1812)","v":1161},{"$f":"IF(BZ1812=SUMIF(GHA!$AQ$51:$AQ$90,CB1811,GHA!$BK$51:$BK$90),CB1811+1,CB1811)","v":4},1183,{"$f":"SUMIF(GHA!$AQ$51:$AQ$90,CB1812,GHA!$BJ$51:$BJ$90)","v":1176.3342628715443}]
[null,null,null,null,null,null,null,null,null,null,null,null,null,null,null,null,null,null,null,null,null,null,null,null,null,null,null,null,null,null,null,null,null,null,null,null,null,null,null,null,null,null,null,null,null,null,null,null,null,null,null,null,null,null,null,null,null,null,null,null,null,null,null,null,null,null,null,null,null,null,null,null,null,null,null,77,3,1827,{"$f":"OFFSET(GHA!$D$1,IF($CA$1,BX1829,366-BX1829),BY1829)","v":1054},{"$f":"IF(BZ1829=SUMIF(GHA!$AQ$51:$AQ$90,CB1828,GHA!$BK$51:$BK$90),CB1828+1,CB1828)","v":5},1182,{"$f":"SUMIF(GHA!$AQ$51:$AQ$90,CB1829,GHA!$BJ$51:$BJ$90)","v":1093.6968266041702}]
[null,null,null,null,null,null,null,null,null,null,null,null,null,null,null,null,null,null,null,null,null,null,null,null,null,null,null,null,null,null,null,null,null,null,null,null,null,null,null,null,null,null,null,null,null,null,null,null,null,null,null,null,null,null,null,null,null,null,null,null,null,null,null,null,null,null,null,null,null,null,null,null,null,null,null,77,20,1844,{"$f":"OFFSET(GHA!$D$1,IF($CA$1,BX1846,366-BX1846),BY1846)","v":1297},{"$f":"IF(BZ1846=SUMIF(GHA!$AQ$51:$AQ$90,CB1845,GHA!$BK$51:$BK$90),CB1845+1,CB1845)","v":5},1181,{"$f":"SUMIF(GHA!$AQ$51:$AQ$90,CB1846,GHA!$BJ$51:$BJ$90)","v":1093.6968266041702}]
[null,null,null,null,null,null,null,null,null,null,null,null,null,null,null,null,null,null,null,null,null,null,null,null,null,null,null,null,null,null,null,null,null,null,null,null,null,null,null,null,null,null,null,null,null,null,null,null,null,null,null,null,null,null,null,null,null,null,null,null,null,null,null,null,null,null,null,null,null,null,null,null,null,null,null,78,2,1850,{"$f":"OFFSET(GHA!$D$1,IF($CA$1,BX1852,366-BX1852),BY1852)","v":1067},{"$f":"IF(BZ1852=SUMIF(GHA!$AQ$51:$AQ$90,CB1851,GHA!$BK$51:$BK$90),CB1851+1,CB1851)","v":5},1180,{"$f":"SUMIF(GHA!$AQ$51:$AQ$90,CB1852,GHA!$BJ$51:$BJ$90)","v":1093.6968266041702}]
[null,null,null,null,null,null,null,null,null,null,null,null,null,null,null,null,null,null,null,null,null,null,null,null,null,null,null,null,null,null,null,null,null,null,null,null,null,null,null,null,null,null,null,null,null,null,null,null,null,null,null,null,null,null,null,null,null,null,null,null,null,null,null,null,null,null,null,null,null,null,null,null,null,null,null,79,7,1879,{"$f":"OFFSET(GHA!$D$1,IF($CA$1,BX1881,366-BX1881),BY1881)","v":1023},{"$f":"IF(BZ1881=SUMIF(GHA!$AQ$51:$AQ$90,CB1880,GHA!$BK$51:$BK$90),CB1880+1,CB1880)","v":5},1179,{"$f":"SUMIF(GHA!$AQ$51:$AQ$90,CB1881,GHA!$BJ$51:$BJ$90)","v":1093.6968266041702}]
[null,null,null,null,null,null,null,null,null,null,null,null,null,null,null,null,null,null,null,null,null,null,null,null,null,null,null,null,null,null,null,null,null,null,null,null,null,null,null,null,null,null,null,null,null,null,null,null,null,null,null,null,null,null,null,null,null,null,null,null,null,null,null,null,null,null,null,null,null,null,null,null,null,null,null,79,24,1896,{"$f":"OFFSET(GHA!$D$1,IF($CA$1,BX1898,366-BX1898),BY1898)","v":1175},{"$f":"IF(BZ1898=SUMIF(GHA!$AQ$51:$AQ$90,CB1897,GHA!$BK$51:$BK$90),CB1897+1,CB1897)","v":5},1178,{"$f":"SUMIF(GHA!$AQ$51:$AQ$90,CB1898,GHA!$BJ$51:$BJ$90)","v":1093.6968266041702}]
[null,null,null,null,null,null,null,null,null,null,null,null,null,null,null,null,null,null,null,null,null,null,null,null,null,null,null,null,null,null,null,null,null,null,null,null,null,null,null,null,null,null,null,null,null,null,null,null,null,null,null,null,null,null,null,null,null,null,null,null,null,null,null,null,null,null,null,null,null,null,null,null,null,null,null,80,4,1900,{"$f":"OFFSET(GHA!$D$1,IF($CA$1,BX1902,366-BX1902),BY1902)","v":1082},{"$f":"IF(BZ1902=SUMIF(GHA!$AQ$51:$AQ$90,CB1901,GHA!$BK$51:$BK$90),CB1901+1,CB1901)","v":5},1178,{"$f":"SUMIF(GHA!$AQ$51:$AQ$90,CB1902,GHA!$BJ$51:$BJ$90)","v":1093.6968266041702}]
[null,null,null,null,null,null,null,null,null,null,null,null,null,null,null,null,null,null,null,null,null,null,null,null,null,null,null,null,null,null,null,null,null,null,null,null,null,null,null,null,null,null,null,null,null,null,null,null,null,null,null,null,null,null,null,null,null,null,null,null,null,null,null,null,null,null,null,null,null,null,null,null,null,null,null,80,19,1915,{"$f":"OFFSET(GHA!$D$1,IF($CA$1,BX1917,366-BX1917),BY1917)","v":1271},{"$f":"IF(BZ1917=SUMIF(GHA!$AQ$51:$AQ$90,CB1916,GHA!$BK$51:$BK$90),CB1916+1,CB1916)","v":5},1177,{"$f":"SUMIF(GHA!$AQ$51:$AQ$90,CB1917,GHA!$BJ$51:$BJ$90)","v":1093.6968266041702}]
[null,null,null,null,null,null,null,null,null,null,null,null,null,null,null,null,null,null,null,null,null,null,null,null,null,null,null,null,null,null,null,null,null,null,null,null,null,null,null,null,null,null,null,null,null,null,null,null,null,null,null,null,null,null,null,null,null,null,null,null,null,null,null,null,null,null,null,null,null,null,null,null,null,null,null,81,12,1932,{"$f":"OFFSET(GHA!$D$1,IF($CA$1,BX1934,366-BX1934),BY1934)","v":972},{"$f":"IF(BZ1934=SUMIF(GHA!$AQ$51:$AQ$90,CB1933,GHA!$BK$51:$BK$90),CB1933+1,CB1933)","v":5},1176,{"$f":"SUMIF(GHA!$AQ$51:$AQ$90,CB1934,GHA!$BJ$51:$BJ$90)","v":1093.6968266041702}]
[null,null,null,null,null,null,null,null,null,null,null,null,null,null,null,null,null,null,null,null,null,null,null,null,null,null,null,null,null,null,null,null,null,null,null,null,null,null,null,null,null,null,null,null,null,null,null,null,null,null,null,null,null,null,null,null,null,null,null,null,null,null,null,null,null,null,null,null,null,null,null,null,null,null,null,82,5,1949,{"$f":"OFFSET(GHA!$D$1,IF($CA$1,BX1951,366-BX1951),BY1951)","v":1076},{"$f":"IF(BZ1951=SUMIF(GHA!$AQ$51:$AQ$90,CB1950,GHA!$BK$51:$BK$90),CB1950+1,CB1950)","v":5},1175,{"$f":"SUMIF(GHA!$AQ$51:$AQ$90,CB1951,GHA!$BJ$51:$BJ$90)","v":1093.6968266041702}]
[null,null,null,null,null,null,null,null,null,null,null,null,null,null,null,null,null,null,null,null,null,null,null,null,null,null,null,null,null,null,null,null,null,null,null,null,null,null,null,null,null,null,null,null,null,null,null,null,null,null,null,null,null,null,null,null,null,null,null,null,null,null,null,null,null,null,null,null,null,null,null,null,null,null,null,82,23,1967,{"$f":"OFFSET(GHA!$D$1,IF($CA$1,BX1969,366-BX1969),BY1969)","v":1216},{"$f":"IF(BZ1969=SUMIF(GHA!$AQ$51:$AQ$90,CB1968,GHA!$BK$51:$BK$90),CB1968+1,CB1968)","v":5},1174,{"$f":"SUMIF(GHA!$AQ$51:$AQ$90,CB1969,GHA!$BJ$51:$BJ$90)","v":1093.6968266041702}]
[null,null,null,null,null,null,null,null,null,null,null,null,null,null,null,null,null,null,null,null,null,null,null,null,null,null,null,null,null,null,null,null,null,null,null,null,null,null,null,null,null,null,null,null,null,null,null,null,null,null,null,null,null,null,null,null,null,null,null,null,null,null,null,null,null,null,null,null,null,null,null,null,null,null,null,83,16,1984,{"$f":"OFFSET(GHA!$D$1,IF($CA$1,BX1986,366-BX1986),BY1986)","v":1190},{"$f":"IF(BZ1986=SUMIF(GHA!$AQ$51:$AQ$90,CB1985,GHA!$BK$51:$BK$90),CB1985+1,CB1985)","v":5},1173,{"$f":"SUMIF(GHA!$AQ$51:$AQ$90,CB1986,GHA!$BJ$51:$BJ$90)","v":1093.6968266041702}]
[null,null,null,null,null,null,null,null,null,null,null,null,null,null,null,null,null,null,null,null,null,null,null,null,null,null,null,null,null,null,null,null,null,null,null,null,null,null,null,null,null,null,null,null,null,null,null,null,null,null,null,null,null,null,null,null,null,null,null,null,null,null,null,null,null,null,null,null,null,null,null,null,null,null,null,84,9,2001,{"$f":"OFFSET(GHA!$D$1,IF($CA$1,BX2003,366-BX2003),BY2003)","v":1088},{"$f":"IF(BZ2003=SUMIF(GHA!$AQ$51:$AQ$90,CB2002,GHA!$BK$51:$BK$90),CB2002+1,CB2002)","v":5},1172,{"$f":"SUMIF(GHA!$AQ$51:$AQ$90,CB2003,GHA!$BJ$51:$BJ$90)","v":1093.6968266041702}]
[null,null,null,null,null,null,null,null,null,null,null,null,null,null,null,null,null,null,null,null,null,null,null,null,null,null,null,null,null,null,null,null,null,null,null,null,null,null,null,null,null,null,null,null,null,null,null,null,null,null,null,null,null,null,null,null,null,null,null,null,null,null,null,null,null,null,null,null,null,null,null,null,null,null,null,85,2,2018,{"$f":"OFFSET(GHA!$D$1,IF($CA$1,BX2020,366-BX2020),BY2020)","v":1038},{"$f":"IF(BZ2020=SUMIF(GHA!$AQ$51:$AQ$90,CB2019,GHA!$BK$51:$BK$90),CB2019+1,CB2019)","v":5},1171,{"$f":"SUMIF(GHA!$AQ$51:$AQ$90,CB2020,GHA!$BJ$51:$BJ$90)","v":1093.6968266041702}]
[null,null,null,null,null,null,null,null,null,null,null,null,null,null,null,null,null,null,null,null,null,null,null,null,null,null,null,null,null,null,null,null,null,null,null,null,null,null,null,null,null,null,null,null,null,null,null,null,null,null,null,null,null,null,null,null,null,null,null,null,null,null,null,null,null,null,null,null,null,null,null,null,null,null,null,85,17,2033,{"$f":"OFFSET(GHA!$D$1,IF($CA$1,BX2035,366-BX2035),BY2035)","v":1183},{"$f":"IF(BZ2035=SUMIF(GHA!$AQ$51:$AQ$90,CB2034,GHA!$BK$51:$BK$90),CB2034+1,CB2034)","v":5},1170,{"$f":"SUMIF(GHA!$AQ$51:$AQ$90,CB2035,GHA!$BJ$51:$BJ$90)","v":1093.6968266041702}]
[null,null,null,null,null,null,null,null,null,null,null,null,null,null,null,null,null,null,null,null,null,null,null,null,null,null,null,null,null,null,null,null,null,null,null,null,null,null,null,null,null,null,null,null,null,null,null,null,null,null,null,null,null,null,null,null,null,null,null,null,null,null,null,null,null,null,null,null,null,null,null,null,null,null,null,86,13,2053,{"$f":"OFFSET(GHA!$D$1,IF($CA$1,BX2055,366-BX2055),BY2055)","v":1172},{"$f":"IF(BZ2055=SUMIF(GHA!$AQ$51:$AQ$90,CB2054,GHA!$BK$51:$BK$90),CB2054+1,CB2054)","v":5},1169,{"$f":"SUMIF(GHA!$AQ$51:$AQ$90,CB2055,GHA!$BJ$51:$BJ$90)","v":1093.6968266041702}]
[null,null,null,null,null,null,null,null,null,null,null,null,null,null,null,null,null,null,null,null,null,null,null,null,null,null,null,null,null,null,null,null,null,null,null,null,null,null,null,null,null,null,null,null,null,null,null,null,null,null,null,null,null,null,null,null,null,null,null,null,null,null,null,null,null,null,null,null,null,null,null,null,null,null,null,87,6,2070,{"$f":"OFFSET(GHA!$D$1,IF($CA$1,BX2072,366-BX2072),BY2072)","v":1096},{"$f":"IF(BZ2072=SUMIF(GHA!$AQ$51:$AQ$90,CB2071,GHA!$BK$51:$BK$90),CB2071+1,CB2071)","v":5},1168,{"$f":"SUMIF(GHA!$AQ$51:$AQ$90,CB2072,GHA!$BJ$51:$BJ$90)","v":1093.6968266041702}]
[null,null,null,null,null,null,null,null,null,null,null,null,null,null,null,null,null,null,null,null,null,null,null,null,null,null,null,null,null,null,null,null,null,null,null,null,null,null,null,null,null,null,null,null,null,null,null,null,null,null,null,null,null,null,null,null,null,null,null,null,null,null,null,null,null,null,null,null,null,null,null,null,null,null,null,87,20,2084,{"$f":"OFFSET(GHA!$D$1,IF($CA$1,BX2086,366-BX2086),BY2086)","v":1304},{"$f":"IF(BZ2086=SUMIF(GHA!$AQ$51:$AQ$90,CB2085,GHA!$BK$51:$BK$90),CB2085+1,CB2085)","v":5},1167,{"$f":"SUMIF(GHA!$AQ$51:$AQ$90,CB2086,GHA!$BJ$51:$BJ$90)","v":1093.6968266041702}]
[null,null,null,null,null,null,null,null,null,null,null,null,null,null,null,null,null,null,null,null,null,null,null,null,null,null,null,null,null,null,null,null,null,null,null,null,null,null,null,null,null,null,null,null,null,null,null,null,null,null,null,null,null,null,null,null,null,null,null,null,null,null,null,null,null,null,null,null,null,null,null,null,null,null,null,88,17,2105,{"$f":"OFFSET(GHA!$D$1,IF($CA$1,BX2107,366-BX2107),BY2107)","v":1002},{"$f":"IF(BZ2107=SUMIF(GHA!$AQ$51:$AQ$90,CB2106,GHA!$BK$51:$BK$90),CB2106+1,CB2106)","v":5},1167,{"$f":"SUMIF(GHA!$AQ$51:$AQ$90,CB2107,GHA!$BJ$51:$BJ$90)","v":1093.6968266041702}]
[null,null,null,null,null,null,null,null,null,null,null,null,null,null,null,null,null,null,null,null,null,null,null,null,null,null,null,null,null,null,null,null,null,null,null,null,null,null,null,null,null,null,null,null,null,null,null,null,null,null,null,null,null,null,null,null,null,null,null,null,null,null,null,null,null,null,null,null,null,null,null,null,null,null,null,89,10,2122,{"$f":"OFFSET(GHA!$D$1,IF($CA$1,BX2124,366-BX2124),BY2124)","v":1146},{"$f":"IF(BZ2124=SUMIF(GHA!$AQ$51:$AQ$90,CB2123,GHA!$BK$51:$BK$90),CB2123+1,CB2123)","v":5},1166,{"$f":"SUMIF(GHA!$AQ$51:$AQ$90,CB2124,GHA!$BJ$51:$BJ$90)","v":1093.6968266041702}]
[null,null,null,null,null,null,null,null,null,null,null,null,null,null,null,null,null,null,null,null,null,null,null,null,null,null,null,null,null,null,null,null,null,null,null,null,null,null,null,null,null,null,null,null,null,null,null,null,null,null,null,null,null,null,null,null,null,null,null,null,null,null,null,null,null,null,null,null,null,null,null,null,null,null,null,90,3,2139,{"$f":"OFFSET(GHA!$D$1,IF($CA$1,BX2141,366-BX2141),BY2141)","v":1028},{"$f":"IF(BZ2141=SUMIF(GHA!$AQ$51:$AQ$90,CB2140,GHA!$BK$51:$BK$90),CB2140+1,CB2140)","v":5},1165,{"$f":"SUMIF(GHA!$AQ$51:$AQ$90,CB2141,GHA!$BJ$51:$BJ$90)","v":1093.6968266041702}]
[null,null,null,null,null,null,null,null,null,null,null,null,null,null,null,null,null,null,null,null,null,null,null,null,null,null,null,null,null,null,null,null,null,null,null,null,null,null,null,null,null,null,null,null,null,null,null,null,null,null,null,null,null,null,null,null,null,null,null,null,null,null,null,null,null,null,null,null,null,null,null,null,null,null,null,90,14,2150,{"$f":"OFFSET(GHA!$D$1,IF($CA$1,BX2152,366-BX2152),BY2152)","v":1146},{"$f":"IF(BZ2152=SUMIF(GHA!$AQ$51:$AQ$90,CB2151,GHA!$BK$51:$BK$90),CB2151+1,CB2151)","v":5},1165,{"$f":"SUMIF(GHA!$AQ$51:$AQ$90,CB2152,GHA!$BJ$51:$BJ$90)","v":1093.6968266041702}]
[null,null,null,null,null,null,null,null,null,null,null,null,null,null,null,null,null,null,null,null,null,null,null,null,null,null,null,null,null,null,null,null,null,null,null,null,null,null,null,null,null,null,null,null,null,null,null,null,null,null,null,null,null,null,null,null,null,null,null,null,null,null,null,null,null,null,null,null,null,null,null,null,null,null,null,91,14,2174,{"$f":"OFFSET(GHA!$D$1,IF($CA$1,BX2176,366-BX2176),BY2176)","v":1151},{"$f":"IF(BZ2176=SUMIF(GHA!$AQ$51:$AQ$90,CB2175,GHA!$BK$51:$BK$90),CB2175+1,CB2175)","v":5},1164,{"$f":"SUMIF(GHA!$AQ$51:$AQ$90,CB2176,GHA!$BJ$51:$BJ$90)","v":1093.6968266041702}]
[null,null,null,null,null,null,null,null,null,null,null,null,null,null,null,null,null,null,null,null,null,null,null,null,null,null,null,null,null,null,null,null,null,null,null,null,null,null,null,null,null,null,null,null,null,null,null,null,null,null,null,null,null,null,null,null,null,null,null,null,null,null,null,null,null,null,null,null,null,null,null,null,null,null,null,91,15,2175,{"$f":"OFFSET(GHA!$D$1,IF($CA$1,BX2177,366-BX2177),BY2177)","v":1154},{"$f":"IF(BZ2177=SUMIF(GHA!$AQ$51:$AQ$90,CB2176,GHA!$BK$51:$BK$90),CB2176+1,CB2176)","v":5},1163.4000000000001,{"$f":"SUMIF(GHA!$AQ$51:$AQ$90,CB2177,GHA!$BJ$51:$BJ$90)","v":1093.6968266041702}]
[null,null,null,null,null,null,null,null,null,null,null,null,null,null,null,null,null,null,null,null,null,null,null,null,null,null,null,null,null,null,null,null,null,null,null,null,null,null,null,null,null,null,null,null,null,null,null,null,null,null,null,null,null,null,null,null,null,null,null,null,null,null,null,null,null,null,null,null,null,null,null,null,null,null,null,92,8,2192,{"$f":"OFFSET(GHA!$D$1,IF($CA$1,BX2194,366-BX2194),BY2194)","v":1065},{"$f":"IF(BZ2194=SUMIF(GHA!$AQ$51:$AQ$90,CB2193,GHA!$BK$51:$BK$90),CB2193+1,CB2193)","v":5},1163,{"$f":"SUMIF(GHA!$AQ$51:$AQ$90,CB2194,GHA!$BJ$51:$BJ$90)","v":1093.6968266041702}]
[null,null,null,null,null,null,null,null,null,null,null,null,null,null,null,null,null,null,null,null,null,null,null,null,null,null,null,null,null,null,null,null,null,null,null,null,null,null,null,null,null,null,null,null,null,null,null,null,null,null,null,null,null,null,null,null,null,null,null,null,null,null,null,null,null,null,null,null,null,null,null,null,null,null,null,93,9,2217,{"$f":"OFFSET(GHA!$D$1,IF($CA$1,BX2219,366-BX2219),BY2219)","v":1082},{"$f":"IF(BZ2219=SUMIF(GHA!$AQ$51:$AQ$90,CB2218,GHA!$BK$51:$BK$90),CB2218+1,CB2218)","v":5},1161,{"$f":"SUMIF(GHA!$AQ$51:$AQ$90,CB2219,GHA!$BJ$51:$BJ$90)","v":1093.6968266041702}]
[null,null,null,null,null,null,null,null,null,null,null,null,null,null,null,null,null,null,null,null,null,null,null,null,null,null,null,null,null,null,null,null,null,null,null,null,null,null,null,null,null,null,null,null,null,null,null,null,null,null,null,null,null,null,null,null,null,null,null,null,null,null,null,null,null,null,null,null,null,null,null,null,null,null,null,93,19,2227,{"$f":"OFFSET(GHA!$D$1,IF($CA$1,BX2229,366-BX2229),BY2229)","v":1258},{"$f":"IF(BZ2229=SUMIF(GHA!$AQ$51:$AQ$90,CB2228,GHA!$BK$51:$BK$90),CB2228+1,CB2228)","v":5},1161,{"$f":"SUMIF(GHA!$AQ$51:$AQ$90,CB2229,GHA!$BJ$51:$BJ$90)","v":1093.6968266041702}]
[null,null,null,null,null,null,null,null,null,null,null,null,null,null,null,null,null,null,null,null,null,null,null,null,null,null,null,null,null,null,null,null,null,null,null,null,null,null,null,null,null,null,null,null,null,null,null,null,null,null,null,null,null,null,null,null,null,null,null,null,null,null,null,null,null,null,null,null,null,null,null,null,null,null,null,94,12,2244,{"$f":"OFFSET(GHA!$D$1,IF($CA$1,BX2246,366-BX2246),BY2246)","v":1062},{"$f":"IF(BZ2246=SUMIF(GHA!$AQ$51:$AQ$90,CB2245,GHA!$BK$51:$BK$90),CB2245+1,CB2245)","v":5},1160,{"$f":"SUMIF(GHA!$AQ$51:$AQ$90,CB2246,GHA!$BJ$51:$BJ$90)","v":1093.6968266041702}]
[null,null,null,null,null,null,null,null,null,null,null,null,null,null,null,null,null,null,null,null,null,null,null,null,null,null,null,null,null,null,null,null,null,null,null,null,null,null,null,null,null,null,null,null,null,null,null,null,null,null,null,null,null,null,null,null,null,null,null,null,null,null,null,null,null,null,null,null,null,null,null,null,null,null,null,95,11,2267,{"$f":"OFFSET(GHA!$D$1,IF($CA$1,BX2269,366-BX2269),BY2269)","v":908},{"$f":"IF(BZ2269=SUMIF(GHA!$AQ$51:$AQ$90,CB2268,GHA!$BK$51:$BK$90),CB2268+1,CB2268)","v":5},1160,{"$f":"SUMIF(GHA!$AQ$51:$AQ$90,CB2269,GHA!$BJ$51:$BJ$90)","v":1093.6968266041702}]
[null,null,null,null,null,null,null,null,null,null,null,null,null,null,null,null,null,null,null,null,null,null,null,null,null,null,null,null,null,null,null,null,null,null,null,null,null,null,null,null,null,null,null,null,null,null,null,null,null,null,null,null,null,null,null,null,null,null,null,null,null,null,null,null,null,null,null,null,null,null,null,null,null,null,null,95,23,2279,{"$f":"OFFSET(GHA!$D$1,IF($CA$1,BX2281,366-BX2281),BY2281)","v":1172},{"$f":"IF(BZ2281=SUMIF(GHA!$AQ$51:$AQ$90,CB2280,GHA!$BK$51:$BK$90),CB2280+1,CB2280)","v":5},1159,{"$f":"SUMIF(GHA!$AQ$51:$AQ$90,CB2281,GHA!$BJ$51:$BJ$90)","v":1093.6968266041702}]
[null,null,null,null,null,null,null,null,null,null,null,null,null,null,null,null,null,null,null,null,null,null,null,null,null,null,null,null,null,null,null,null,null,null,null,null,null,null,null,null,null,null,null,null,null,null,null,null,null,null,null,null,null,null,null,null,null,null,null,null,null,null,null,null,null,null,null,null,null,null,null,null,null,null,null,96,16,2296,{"$f":"OFFSET(GHA!$D$1,IF($CA$1,BX2298,366-BX2298),BY2298)","v":1228},{"$f":"IF(BZ2298=SUMIF(GHA!$AQ$51:$AQ$90,CB2297,GHA!$BK$51:$BK$90),CB2297+1,CB2297)","v":5},1158,{"$f":"SUMIF(GHA!$AQ$51:$AQ$90,CB2298,GHA!$BJ$51:$BJ$90)","v":1093.6968266041702}]
[null,null,null,null,null,null,null,null,null,null,null,null,null,null,null,null,null,null,null,null,null,null,null,null,null,null,null,null,null,null,null,null,null,null,null,null,null,null,null,null,null,null,null,null,null,null,null,null,null,null,null,null,null,null,null,null,null,null,null,null,null,null,null,null,null,null,null,null,null,null,null,null,null,null,null,97,9,2313,{"$f":"OFFSET(GHA!$D$1,IF($CA$1,BX2315,366-BX2315),BY2315)","v":1118},{"$f":"IF(BZ2315=SUMIF(GHA!$AQ$51:$AQ$90,CB2314,GHA!$BK$51:$BK$90),CB2314+1,CB2314)","v":5},1157,{"$f":"SUMIF(GHA!$AQ$51:$AQ$90,CB2315,GHA!$BJ$51:$BJ$90)","v":1093.6968266041702}]
[null,null,null,null,null,null,null,null,null,null,null,null,null,null,null,null,null,null,null,null,null,null,null,null,null,null,null,null,null,null,null,null,null,null,null,null,null,null,null,null,null,null,null,null,null,null,null,null,null,null,null,null,null,null,null,null,null,null,null,null,null,null,null,null,null,null,null,null,null,null,null,null,null,null,null,98,5,2333,{"$f":"OFFSET(GHA!$D$1,IF($CA$1,BX2335,366-BX2335),BY2335)","v":1075},{"$f":"IF(BZ2335=SUMIF(GHA!$AQ$51:$AQ$90,CB2334,GHA!$BK$51:$BK$90),CB2334+1,CB2334)","v":5},1156,{"$f":"SUMIF(GHA!$AQ$51:$AQ$90,CB2335,GHA!$BJ$51:$BJ$90)","v":1093.6968266041702}]
[null,null,null,null,null,null,null,null,null,null,null,null,null,null,null,null,null,null,null,null,null,null,null,null,null,null,null,null,null,null,null,null,null,null,null,null,null,null,null,null,null,null,null,null,null,null,null,null,null,null,null,null,null,null,null,null,null,null,null,null,null,null,null,null,null,null,null,null,null,null,null,null,null,null,null,98,20,2348,{"$f":"OFFSET(GHA!$D$1,IF($CA$1,BX2350,366-BX2350),BY2350)","v":1306},{"$f":"IF(BZ2350=SUMIF(GHA!$AQ$51:$AQ$90,CB2349,GHA!$BK$51:$BK$90),CB2349+1,CB2349)","v":5},1156,{"$f":"SUMIF(GHA!$AQ$51:$AQ$90,CB2350,GHA!$BJ$51:$BJ$90)","v":1093.6968266041702}]
[null,null,null,null,null,null,null,null,null,null,null,null,null,null,null,null,null,null,null,null,null,null,null,null,null,null,null,null,null,null,null,null,null,null,null,null,null,null,null,null,null,null,null,null,null,null,null,null,null,null,null,null,null,null,null,null,null,null,null,null,null,null,null,null,null,null,null,null,null,null,null,null,null,null,null,99,13,2365,{"$f":"OFFSET(GHA!$D$1,IF($CA$1,BX2367,366-BX2367),BY2367)","v":1145},{"$f":"IF(BZ2367=SUMIF(GHA!$AQ$51:$AQ$90,CB2366,GHA!$BK$51:$BK$90),CB2366+1,CB2366)","v":5},1155,{"$f":"SUMIF(GHA!$AQ$51:$AQ$90,CB2367,GHA!$BJ$51:$BJ$90)","v":1093.6968266041702}]
[null,null,null,null,null,null,null,null,null,null,null,null,null,null,null,null,null,null,null,null,null,null,null,null,null,null,null,null,null,null,null,null,null,null,null,null,null,null,null,null,null,null,null,null,null,null,null,null,null,null,null,null,null,null,null,null,null,null,null,null,null,null,null,null,null,null,null,null,null,null,null,null,null,null,null,100,7,2383,{"$f":"OFFSET(GHA!$D$1,IF($CA$1,BX2385,366-BX2385),BY2385)","v":979},{"$f":"IF(BZ2385=SUMIF(GHA!$AQ$51:$AQ$90,CB2384,GHA!$BK$51:$BK$90),CB2384+1,CB2384)","v":5},1155,{"$f":"SUMIF(GHA!$AQ$51:$AQ$90,CB2385,GHA!$BJ$51:$BJ$90)","v":1093.6968266041702}]
[null,null,null,null,null,null,null,null,null,null,null,null,null,null,null,null,null,null,null,null,null,null,null,null,null,null,null,null,null,null,null,null,null,null,null,null,null,null,null,null,null,null,null,null,null,null,null,null,null,null,null,null,null,null,null,null,null,null,null,null,null,null,null,null,null,null,null,null,null,null,null,null,null,null,null,100,24,2400,{"$f":"OFFSET(GHA!$D$1,IF($CA$1,BX2402,366-BX2402),BY2402)","v":1120},{"$f":"IF(BZ2402=SUMIF(GHA!$AQ$51:$AQ$90,CB2401,GHA!$BK$51:$BK$90),CB2401+1,CB2401)","v":5},1154,{"$f":"SUMIF(GHA!$AQ$51:$AQ$90,CB2402,GHA!$BJ$51:$BJ$90)","v":1093.6968266041702}]
[null,null,null,null,null,null,null,null,null,null,null,null,null,null,null,null,null,null,null,null,null,null,null,null,null,null,null,null,null,null,null,null,null,null,null,null,null,null,null,null,null,null,null,null,null,null,null,null,null,null,null,null,null,null,null,null,null,null,null,null,null,null,null,null,null,null,null,null,null,null,null,null,null,null,null,101,17,2417,{"$f":"OFFSET(GHA!$D$1,IF($CA$1,BX2419,366-BX2419),BY2419)","v":1115},{"$f":"IF(BZ2419=SUMIF(GHA!$AQ$51:$AQ$90,CB2418,GHA!$BK$51:$BK$90),CB2418+1,CB2418)","v":5},1153,{"$f":"SUMIF(GHA!$AQ$51:$AQ$90,CB2419,GHA!$BJ$51:$BJ$90)","v":1093.6968266041702}]
[null,null,null,null,null,null,null,null,null,null,null,null,null,null,null,null,null,null,null,null,null,null,null,null,null,null,null,null,null,null,null,null,null,null,null,null,null,null,null,null,null,null,null,null,null,null,null,null,null,null,null,null,null,null,null,null,null,null,null,null,null,null,null,null,null,null,null,null,null,null,null,null,null,null,null,102,10,{"$f":"BZ2435+1","v":2434},{"$f":"OFFSET(GHA!$D$1,IF($CA$1,BX2436,366-BX2436),BY2436)","v":953},{"$f":"IF(BZ2436=SUMIF(GHA!$AQ$51:$AQ$90,CB2435,GHA!$BK$51:$BK$90),CB2435+1,CB2435)","v":5},1152,{"$f":"SUMIF(GHA!$AQ$51:$AQ$90,CB2436,GHA!$BJ$51:$BJ$90)","v":1093.6968266041702}]
[null,null,null,null,null,null,null,null,null,null,null,null,null,null,null,null,null,null,null,null,null,null,null,null,null,null,null,null,null,null,null,null,null,null,null,null,null,null,null,null,null,null,null,null,null,null,null,null,null,null,null,null,null,null,null,null,null,null,null,null,null,null,null,null,null,null,null,null,null,null,null,null,null,null,null,103,2,2450,{"$f":"OFFSET(GHA!$D$1,IF($CA$1,BX2452,366-BX2452),BY2452)","v":1033},{"$f":"IF(BZ2452=SUMIF(GHA!$AQ$51:$AQ$90,CB2451,GHA!$BK$51:$BK$90),CB2451+1,CB2451)","v":5},1151.0999999999999,{"$f":"SUMIF(GHA!$AQ$51:$AQ$90,CB2452,GHA!$BJ$51:$BJ$90)","v":1093.6968266041702}]
[null,null,null,null,null,null,null,null,null,null,null,null,null,null,null,null,null,null,null,null,null,null,null,null,null,null,null,null,null,null,null,null,null,null,null,null,null,null,null,null,null,null,null,null,null,null,null,null,null,null,null,null,null,null,null,null,null,null,null,null,null,null,null,null,null,null,null,null,null,null,null,null,null,null,null,103,5,2453,{"$f":"OFFSET(GHA!$D$1,IF($CA$1,BX2455,366-BX2455),BY2455)","v":997},{"$f":"IF(BZ2455=SUMIF(GHA!$AQ$51:$AQ$90,CB2454,GHA!$BK$51:$BK$90),CB2454+1,CB2454)","v":5},1151,{"$f":"SUMIF(GHA!$AQ$51:$AQ$90,CB2455,GHA!$BJ$51:$BJ$90)","v":1093.6968266041702}]
[null,null,null,null,null,null,null,null,null,null,null,null,null,null,null,null,null,null,null,null,null,null,null,null,null,null,null,null,null,null,null,null,null,null,null,null,null,null,null,null,null,null,null,null,null,null,null,null,null,null,null,null,null,null,null,null,null,null,null,null,null,null,null,null,null,null,null,null,null,null,null,null,null,null,null,103,22,2470,{"$f":"OFFSET(GHA!$D$1,IF($CA$1,BX2472,366-BX2472),BY2472)","v":935},{"$f":"IF(BZ2472=SUMIF(GHA!$AQ$51:$AQ$90,CB2471,GHA!$BK$51:$BK$90),CB2471+1,CB2471)","v":5},1150,{"$f":"SUMIF(GHA!$AQ$51:$AQ$90,CB2472,GHA!$BJ$51:$BJ$90)","v":1093.6968266041702}]
[null,null,null,null,null,null,null,null,null,null,null,null,null,null,null,null,null,null,null,null,null,null,null,null,null,null,null,null,null,null,null,null,null,null,null,null,null,null,null,null,null,null,null,null,null,null,null,null,null,null,null,null,null,null,null,null,null,null,null,null,null,null,null,null,null,null,null,null,null,null,null,null,null,null,null,104,15,2487,{"$f":"OFFSET(GHA!$D$1,IF($CA$1,BX2489,366-BX2489),BY2489)","v":1122},{"$f":"IF(BZ2489=SUMIF(GHA!$AQ$51:$AQ$90,CB2488,GHA!$BK$51:$BK$90),CB2488+1,CB2488)","v":5},1150,{"$f":"SUMIF(GHA!$AQ$51:$AQ$90,CB2489,GHA!$BJ$51:$BJ$90)","v":1093.6968266041702}]
[null,null,null,null,null,null,null,null,null,null,null,null,null,null,null,null,null,null,null,null,null,null,null,null,null,null,null,null,null,null,null,null,null,null,null,null,null,null,null,null,null,null,null,null,null,null,null,null,null,null,null,null,null,null,null,null,null,null,null,null,null,null,null,null,null,null,null,null,null,null,null,null,null,null,null,105,20,2516,{"$f":"OFFSET(GHA!$D$1,IF($CA$1,BX2518,366-BX2518),BY2518)","v":1253},{"$f":"IF(BZ2518=SUMIF(GHA!$AQ$51:$AQ$90,CB2517,GHA!$BK$51:$BK$90),CB2517+1,CB2517)","v":5},1148,{"$f":"SUMIF(GHA!$AQ$51:$AQ$90,CB2518,GHA!$BJ$51:$BJ$90)","v":1093.6968266041702}]
[null,null,null,null,null,null,null,null,null,null,null,null,null,null,null,null,null,null,null,null,null,null,null,null,null,null,null,null,null,null,null,null,null,null,null,null,null,null,null,null,null,null,null,null,null,null,null,null,null,null,null,null,null,null,null,null,null,null,null,null,null,null,null,null,null,null,null,null,null,null,null,null,null,null,null,106,2,2522,{"$f":"OFFSET(GHA!$D$1,IF($CA$1,BX2524,366-BX2524),BY2524)","v":1060},{"$f":"IF(BZ2524=SUMIF(GHA!$AQ$51:$AQ$90,CB2523,GHA!$BK$51:$BK$90),CB2523+1,CB2523)","v":5},1148,{"$f":"SUMIF(GHA!$AQ$51:$AQ$90,CB2524,GHA!$BJ$51:$BJ$90)","v":1093.6968266041702}]
[null,null,null,null,null,null,null,null,null,null,null,null,null,null,null,null,null,null,null,null,null,null,null,null,null,null,null,null,null,null,null,null,null,null,null,null,null,null,null,null,null,null,null,null,null,null,null,null,null,null,null,null,null,null,null,null,null,null,null,null,null,null,null,null,null,null,null,null,null,null,null,null,null,null,null,106,19,2539,{"$f":"OFFSET(GHA!$D$1,IF($CA$1,BX2541,366-BX2541),BY2541)","v":1232},{"$f":"IF(BZ2541=SUMIF(GHA!$AQ$51:$AQ$90,CB2540,GHA!$BK$51:$BK$90),CB2540+1,CB2540)","v":5},1147.5999999999999,{"$f":"SUMIF(GHA!$AQ$51:$AQ$90,CB2541,GHA!$BJ$51:$BJ$90)","v":1093.6968266041702}]
[null,null,null,null,null,null,null,null,null,null,null,null,null,null,null,null,null,null,null,null,null,null,null,null,null,null,null,null,null,null,null,null,null,null,null,null,null,null,null,null,null,null,null,null,null,null,null,null,null,null,null,null,null,null,null,null,null,null,null,null,null,null,null,null,null,null,null,null,null,null,null,null,null,null,null,107,6,2550,{"$f":"OFFSET(GHA!$D$1,IF($CA$1,BX2552,366-BX2552),BY2552)","v":1028},{"$f":"IF(BZ2552=SUMIF(GHA!$AQ$51:$AQ$90,CB2551,GHA!$BK$51:$BK$90),CB2551+1,CB2551)","v":5},1147,{"$f":"SUMIF(GHA!$AQ$51:$AQ$90,CB2552,GHA!$BJ$51:$BJ$90)","v":1093.6968266041702}]
[null,null,null,null,null,null,null,null,null,null,null,null,null,null,null,null,null,null,null,null,null,null,null,null,null,null,null,null,null,null,null,null,null,null,null,null,null,null,null,null,null,null,null,null,null,null,null,null,null,null,null,null,null,null,null,null,null,null,null,null,null,null,null,null,null,null,null,null,null,null,null,null,null,null,null,108,6,2574,{"$f":"OFFSET(GHA!$D$1,IF($CA$1,BX2576,366-BX2576),BY2576)","v":1000},{"$f":"IF(BZ2576=SUMIF(GHA!$AQ$51:$AQ$90,CB2575,GHA!$BK$51:$BK$90),CB2575+1,CB2575)","v":5},1146,{"$f":"SUMIF(GHA!$AQ$51:$AQ$90,CB2576,GHA!$BJ$51:$BJ$90)","v":1093.6968266041702}]
[null,null,null,null,null,null,null,null,null,null,null,null,null,null,null,null,null,null,null,null,null,null,null,null,null,null,null,null,null,null,null,null,null,null,null,null,null,null,null,null,null,null,null,null,null,null,null,null,null,null,null,null,null,null,null,null,null,null,null,null,null,null,null,null,null,null,null,null,null,null,null,null,null,null,null,108,23,2591,{"$f":"OFFSET(GHA!$D$1,IF($CA$1,BX2593,366-BX2593),BY2593)","v":1206},{"$f":"IF(BZ2593=SUMIF(GHA!$AQ$51:$AQ$90,CB2592,GHA!$BK$51:$BK$90),CB2592+1,CB2592)","v":5},1145,{"$f":"SUMIF(GHA!$AQ$51:$AQ$90,CB2593,GHA!$BJ$51:$BJ$90)","v":1093.6968266041702}]
[null,null,null,null,null,null,null,null,null,null,null,null,null,null,null,null,null,null,null,null,null,null,null,null,null,null,null,null,null,null,null,null,null,null,null,null,null,null,null,null,null,null,null,null,null,null,null,null,null,null,null,null,null,null,null,null,null,null,null,null,null,null,null,null,null,null,null,null,null,null,null,null,null,null,null,109,16,2608,{"$f":"OFFSET(GHA!$D$1,IF($CA$1,BX2610,366-BX2610),BY2610)","v":1001},{"$f":"IF(BZ2610=SUMIF(GHA!$AQ$51:$AQ$90,CB2609,GHA!$BK$51:$BK$90),CB2609+1,CB2609)","v":5},1144,{"$f":"SUMIF(GHA!$AQ$51:$AQ$90,CB2610,GHA!$BJ$51:$BJ$90)","v":1093.6968266041702}]
[null,null,null,null,null,null,null,null,null,null,null,null,null,null,null,null,null,null,null,null,null,null,null,null,null,null,null,null,null,null,null,null,null,null,null,null,null,null,null,null,null,null,null,null,null,null,null,null,null,null,null,null,null,null,null,null,null,null,null,null,null,null,null,null,null,null,null,null,null,null,null,null,null,null,null,109,24,2616,{"$f":"OFFSET(GHA!$D$1,IF($CA$1,BX2618,366-BX2618),BY2618)","v":1120},{"$f":"IF(BZ2618=SUMIF(GHA!$AQ$51:$AQ$90,CB2617,GHA!$BK$51:$BK$90),CB2617+1,CB2617)","v":5},1144,{"$f":"SUMIF(GHA!$AQ$51:$AQ$90,CB2618,GHA!$BJ$51:$BJ$90)","v":1093.6968266041702}]
[null,null,null,null,null,null,null,null,null,null,null,null,null,null,null,null,null,null,null,null,null,null,null,null,null,null,null,null,null,null,null,null,null,null,null,null,null,null,null,null,null,null,null,null,null,null,null,null,null,null,null,null,null,null,null,null,null,null,null,null,null,null,null,null,null,null,null,null,null,null,null,null,null,null,null,111,3,2643,{"$f":"OFFSET(GHA!$D$1,IF($CA$1,BX2645,366-BX2645),BY2645)","v":833},{"$f":"IF(BZ2645=SUMIF(GHA!$AQ$51:$AQ$90,CB2644,GHA!$BK$51:$BK$90),CB2644+1,CB2644)","v":5},1143,{"$f":"SUMIF(GHA!$AQ$51:$AQ$90,CB2645,GHA!$BJ$51:$BJ$90)","v":1093.6968266041702}]
[null,null,null,null,null,null,null,null,null,null,null,null,null,null,null,null,null,null,null,null,null,null,null,null,null,null,null,null,null,null,null,null,null,null,null,null,null,null,null,null,null,null,null,null,null,null,null,null,null,null,null,null,null,null,null,null,null,null,null,null,null,null,null,null,null,null,null,null,null,null,null,null,null,null,null,111,20,2660,{"$f":"OFFSET(GHA!$D$1,IF($CA$1,BX2662,366-BX2662),BY2662)","v":1250},{"$f":"IF(BZ2662=SUMIF(GHA!$AQ$51:$AQ$90,CB2661,GHA!$BK$51:$BK$90),CB2661+1,CB2661)","v":5},1142,{"$f":"SUMIF(GHA!$AQ$51:$AQ$90,CB2662,GHA!$BJ$51:$BJ$90)","v":1093.6968266041702}]
[null,null,null,null,null,null,null,null,null,null,null,null,null,null,null,null,null,null,null,null,null,null,null,null,null,null,null,null,null,null,null,null,null,null,null,null,null,null,null,null,null,null,null,null,null,null,null,null,null,null,null,null,null,null,null,null,null,null,null,null,null,null,null,null,null,null,null,null,null,null,null,null,null,null,null,112,13,2677,{"$f":"OFFSET(GHA!$D$1,IF($CA$1,BX2679,366-BX2679),BY2679)","v":1149},{"$f":"IF(BZ2679=SUMIF(GHA!$AQ$51:$AQ$90,CB2678,GHA!$BK$51:$BK$90),CB2678+1,CB2678)","v":5},1142,{"$f":"SUMIF(GHA!$AQ$51:$AQ$90,CB2679,GHA!$BJ$51:$BJ$90)","v":1093.6968266041702}]
[null,null,null,null,null,null,null,null,null,null,null,null,null,null,null,null,null,null,null,null,null,null,null,null,null,null,null,null,null,null,null,null,null,null,null,null,null,null,null,null,null,null,null,null,null,null,null,null,null,null,null,null,null,null,null,null,null,null,null,null,null,null,null,null,null,null,null,null,null,null,null,null,null,null,null,112,19,2683,{"$f":"OFFSET(GHA!$D$1,IF($CA$1,BX2685,366-BX2685),BY2685)","v":1268},{"$f":"IF(BZ2685=SUMIF(GHA!$AQ$51:$AQ$90,CB2684,GHA!$BK$51:$BK$90),CB2684+1,CB2684)","v":5},1141,{"$f":"SUMIF(GHA!$AQ$51:$AQ$90,CB2685,GHA!$BJ$51:$BJ$90)","v":1093.6968266041702}]
[null,null,null,null,null,null,null,null,null,null,null,null,null,null,null,null,null,null,null,null,null,null,null,null,null,null,null,null,null,null,null,null,null,null,null,null,null,null,null,null,null,null,null,null,null,null,null,null,null,null,null,null,null,null,null,null,null,null,null,null,null,null,null,null,null,null,null,null,null,null,null,null,null,null,null,113,8,2696,{"$f":"OFFSET(GHA!$D$1,IF($CA$1,BX2698,366-BX2698),BY2698)","v":1079},{"$f":"IF(BZ2698=SUMIF(GHA!$AQ$51:$AQ$90,CB2697,GHA!$BK$51:$BK$90),CB2697+1,CB2697)","v":5},1141,{"$f":"SUMIF(GHA!$AQ$51:$AQ$90,CB2698,GHA!$BJ$51:$BJ$90)","v":1093.6968266041702}]
[null,null,null,null,null,null,null,null,null,null,null,null,null,null,null,null,null,null,null,null,null,null,null,null,null,null,null,null,null,null,null,null,null,null,null,null,null,null,null,null,null,null,null,null,null,null,null,null,null,null,null,null,null,null,null,null,null,null,null,null,null,null,null,null,null,null,null,null,null,null,null,null,null,null,null,114,{"$f":"BY2691","v":1},2713,{"$f":"OFFSET(GHA!$D$1,IF($CA$1,BX2715,366-BX2715),BY2715)","v":1051},{"$f":"IF(BZ2715=SUMIF(GHA!$AQ$51:$AQ$90,CB2714,GHA!$BK$51:$BK$90),CB2714+1,CB2714)","v":5},1140,{"$f":"SUMIF(GHA!$AQ$51:$AQ$90,CB2715,GHA!$BJ$51:$BJ$90)","v":1093.6968266041702}]
[null,null,null,null,null,null,null,null,null,null,null,null,null,null,null,null,null,null,null,null,null,null,null,null,null,null,null,null,null,null,null,null,null,null,null,null,null,null,null,null,null,null,null,null,null,null,null,null,null,null,null,null,null,null,null,null,null,null,null,null,null,null,null,null,null,null,null,null,null,null,null,null,null,null,null,114,21,2733,{"$f":"OFFSET(GHA!$D$1,IF($CA$1,BX2735,366-BX2735),BY2735)","v":1016},{"$f":"IF(BZ2735=SUMIF(GHA!$AQ$51:$AQ$90,CB2734,GHA!$BK$51:$BK$90),CB2734+1,CB2734)","v":5},1140,{"$f":"SUMIF(GHA!$AQ$51:$AQ$90,CB2735,GHA!$BJ$51:$BJ$90)","v":1093.6968266041702}]
[null,null,null,null,null,null,null,null,null,null,null,null,null,null,null,null,null,null,null,null,null,null,null,null,null,null,null,null,null,null,null,null,null,null,null,null,null,null,null,null,null,null,null,null,null,null,null,null,null,null,null,null,null,null,null,null,null,null,null,null,null,null,null,null,null,null,null,null,null,null,null,null,null,null,null,115,12,2748,{"$f":"OFFSET(GHA!$D$1,IF($CA$1,BX2750,366-BX2750),BY2750)","v":938},{"$f":"IF(BZ2750=SUMIF(GHA!$AQ$51:$AQ$90,CB2749,GHA!$BK$51:$BK$90),CB2749+1,CB2749)","v":5},1139,{"$f":"SUMIF(GHA!$AQ$51:$AQ$90,CB2750,GHA!$BJ$51:$BJ$90)","v":1093.6968266041702}]
[null,null,null,null,null,null,null,null,null,null,null,null,null,null,null,null,null,null,null,null,null,null,null,null,null,null,null,null,null,null,null,null,null,null,null,null,null,null,null,null,null,null,null,null,null,null,null,null,null,null,null,null,null,null,null,null,null,null,null,null,null,null,null,null,null,null,null,null,null,null,null,null,null,null,null,116,5,2765,{"$f":"OFFSET(GHA!$D$1,IF($CA$1,BX2767,366-BX2767),BY2767)","v":982},{"$f":"IF(BZ2767=SUMIF(GHA!$AQ$51:$AQ$90,CB2766,GHA!$BK$51:$BK$90),CB2766+1,CB2766)","v":5},1138,{"$f":"SUMIF(GHA!$AQ$51:$AQ$90,CB2767,GHA!$BJ$51:$BJ$90)","v":1093.6968266041702}]
[null,null,null,null,null,null,null,null,null,null,null,null,null,null,null,null,null,null,null,null,null,null,null,null,null,null,null,null,null,null,null,null,null,null,null,null,null,null,null,null,null,null,null,null,null,null,null,null,null,null,null,null,null,null,null,null,null,null,null,null,null,null,null,null,null,null,null,null,null,null,null,null,null,null,null,116,22,2782,{"$f":"OFFSET(GHA!$D$1,IF($CA$1,BX2784,366-BX2784),BY2784)","v":1229},{"$f":"IF(BZ2784=SUMIF(GHA!$AQ$51:$AQ$90,CB2783,GHA!$BK$51:$BK$90),CB2783+1,CB2783)","v":5},1137,{"$f":"SUMIF(GHA!$AQ$51:$AQ$90,CB2784,GHA!$BJ$51:$BJ$90)","v":1093.6968266041702}]
[null,null,null,null,null,null,null,null,null,null,null,null,null,null,null,null,null,null,null,null,null,null,null,null,null,null,null,null,null,null,null,null,null,null,null,null,null,null,null,null,null,null,null,null,null,null,null,null,null,null,null,null,null,null,null,null,null,null,null,null,null,null,null,null,null,null,null,null,null,null,null,null,null,null,null,117,15,2799,{"$f":"OFFSET(GHA!$D$1,IF($CA$1,BX2801,366-BX2801),BY2801)","v":1119},{"$f":"IF(BZ2801=SUMIF(GHA!$AQ$51:$AQ$90,CB2800,GHA!$BK$51:$BK$90),CB2800+1,CB2800)","v":5},1136,{"$f":"SUMIF(GHA!$AQ$51:$AQ$90,CB2801,GHA!$BJ$51:$BJ$90)","v":1093.6968266041702}]
[null,null,null,null,null,null,null,null,null,null,null,null,null,null,null,null,null,null,null,null,null,null,null,null,null,null,null,null,null,null,null,null,null,null,null,null,null,null,null,null,null,null,null,null,null,null,null,null,null,null,null,null,null,null,null,null,null,null,null,null,null,null,null,null,null,null,null,null,null,null,null,null,null,null,null,{"$f":"ROUNDDOWN((BZ2819-1)/24,0)+1","v":118},9,2817,{"$f":"OFFSET(GHA!$D$1,IF($CA$1,BX2819,366-BX2819),BY2819)","v":1129},{"$f":"IF(BZ2819=SUMIF(GHA!$AQ$51:$AQ$90,CB2818,GHA!$BK$51:$BK$90),CB2818+1,CB2818)","v":5},1135.9000000000001,{"$f":"SUMIF(GHA!$AQ$51:$AQ$90,CB2819,GHA!$BJ$51:$BJ$90)","v":1093.6968266041702}]
[null,null,null,null,null,null,null,null,null,null,null,null,null,null,null,null,null,null,null,null,null,null,null,null,null,null,null,null,null,null,null,null,null,null,null,null,null,null,null,null,null,null,null,null,null,null,null,null,null,null,null,null,null,null,null,null,null,null,null,null,null,null,null,null,null,null,null,null,null,null,null,null,null,null,null,119,2,2834,{"$f":"OFFSET(GHA!$D$1,IF($CA$1,BX2836,366-BX2836),BY2836)","v":1110},{"$f":"IF(BZ2836=SUMIF(GHA!$AQ$51:$AQ$90,CB2835,GHA!$BK$51:$BK$90),CB2835+1,CB2835)","v":5},1135,{"$f":"SUMIF(GHA!$AQ$51:$AQ$90,CB2836,GHA!$BJ$51:$BJ$90)","v":1093.6968266041702}]
[null,null,null,null,null,null,null,null,null,null,null,null,null,null,null,null,null,null,null,null,null,null,null,null,null,null,null,null,null,null,null,null,null,null,null,null,null,null,null,null,null,null,null,null,null,null,null,null,null,null,null,null,null,null,null,null,null,null,null,null,null,null,null,null,null,null,null,null,null,null,null,null,null,null,null,119,18,2850,{"$f":"OFFSET(GHA!$D$1,IF($CA$1,BX2852,366-BX2852),BY2852)","v":1143},{"$f":"IF(BZ2852=SUMIF(GHA!$AQ$51:$AQ$90,CB2851,GHA!$BK$51:$BK$90),CB2851+1,CB2851)","v":5},1134,{"$f":"SUMIF(GHA!$AQ$51:$AQ$90,CB2852,GHA!$BJ$51:$BJ$90)","v":1093.6968266041702}]
[null,null,null,null,null,null,null,null,null,null,null,null,null,null,null,null,null,null,null,null,null,null,null,null,null,null,null,null,null,null,null,null,null,null,null,null,null,null,null,null,null,null,null,null,null,null,null,null,null,null,null,null,null,null,null,null,null,null,null,null,null,null,null,null,null,null,null,null,null,null,null,null,null,null,null,120,13,2869,{"$f":"OFFSET(GHA!$D$1,IF($CA$1,BX2871,366-BX2871),BY2871)","v":1150},{"$f":"IF(BZ2871=SUMIF(GHA!$AQ$51:$AQ$90,CB2870,GHA!$BK$51:$BK$90),CB2870+1,CB2870)","v":5},1133,{"$f":"SUMIF(GHA!$AQ$51:$AQ$90,CB2871,GHA!$BJ$51:$BJ$90)","v":1093.6968266041702}]
[null,null,null,null,null,null,null,null,null,null,null,null,null,null,null,null,null,null,null,null,null,null,null,null,null,null,null,null,null,null,null,null,null,null,null,null,null,null,null,null,null,null,null,null,null,null,null,null,null,null,null,null,null,null,null,null,null,null,null,null,null,null,null,null,null,null,null,null,null,null,null,null,null,null,null,121,6,2886,{"$f":"OFFSET(GHA!$D$1,IF($CA$1,BX2888,366-BX2888),BY2888)","v":1040},{"$f":"IF(BZ2888=SUMIF(GHA!$AQ$51:$AQ$90,CB2887,GHA!$BK$51:$BK$90),CB2887+1,CB2887)","v":5},1133,{"$f":"SUMIF(GHA!$AQ$51:$AQ$90,CB2888,GHA!$BJ$51:$BJ$90)","v":1093.6968266041702}]
[null,null,null,null,null,null,null,null,null,null,null,null,null,null,null,null,null,null,null,null,null,null,null,null,null,null,null,null,null,null,null,null,null,null,null,null,null,null,null,null,null,null,null,null,null,null,null,null,null,null,null,null,null,null,null,null,null,null,null,null,null,null,null,null,null,null,null,null,null,null,null,null,null,null,null,121,23,2903,{"$f":"OFFSET(GHA!$D$1,IF($CA$1,BX2905,366-BX2905),BY2905)","v":1110},{"$f":"IF(BZ2905=SUMIF(GHA!$AQ$51:$AQ$90,CB2904,GHA!$BK$51:$BK$90),CB2904+1,CB2904)","v":5},1132,{"$f":"SUMIF(GHA!$AQ$51:$AQ$90,CB2905,GHA!$BJ$51:$BJ$90)","v":1093.6968266041702}]
[null,null,null,null,null,null,null,null,null,null,null,null,null,null,null,null,null,null,null,null,null,null,null,null,null,null,null,null,null,null,null,null,null,null,null,null,null,null,null,null,null,null,null,null,null,null,null,null,null,null,null,null,null,null,null,null,null,null,null,null,null,null,null,null,null,null,null,null,null,null,null,null,null,null,null,122,12,2916,{"$f":"OFFSET(GHA!$D$1,IF($CA$1,BX2918,366-BX2918),BY2918)","v":1081},{"$f":"IF(BZ2918=SUMIF(GHA!$AQ$51:$AQ$90,CB2917,GHA!$BK$51:$BK$90),CB2917+1,CB2917)","v":5},1131,{"$f":"SUMIF(GHA!$AQ$51:$AQ$90,CB2918,GHA!$BJ$51:$BJ$90)","v":1093.6968266041702}]
[null,null,null,null,null,null,null,null,null,null,null,null,null,null,null,null,null,null,null,null,null,null,null,null,null,null,null,null,null,null,null,null,null,null,null,null,null,null,null,null,null,null,null,null,null,null,null,null,null,null,null,null,null,null,null,null,null,null,null,null,null,null,null,null,null,null,null,null,null,null,null,null,null,null,null,123,10,2938,{"$f":"OFFSET(GHA!$D$1,IF($CA$1,BX2940,366-BX2940),BY2940)","v":967},{"$f":"IF(BZ2940=SUMIF(GHA!$AQ$51:$AQ$90,CB2939,GHA!$BK$51:$BK$90),CB2939+1,CB2939)","v":5},1130,{"$f":"SUMIF(GHA!$AQ$51:$AQ$90,CB2940,GHA!$BJ$51:$BJ$90)","v":1093.6968266041702}]
[null,null,null,null,null,null,null,null,null,null,null,null,null,null,null,null,null,null,null,null,null,null,null,null,null,null,null,null,null,null,null,null,null,null,null,null,null,null,null,null,null,null,null,null,null,null,null,null,null,null,null,null,null,null,null,null,null,null,null,null,null,null,null,null,null,null,null,null,null,null,null,null,null,null,null,124,3,2955,{"$f":"OFFSET(GHA!$D$1,IF($CA$1,BX2957,366-BX2957),BY2957)","v":964},{"$f":"IF(BZ2957=SUMIF(GHA!$AQ$51:$AQ$90,CB2956,GHA!$BK$51:$BK$90),CB2956+1,CB2956)","v":5},1129,{"$f":"SUMIF(GHA!$AQ$51:$AQ$90,CB2957,GHA!$BJ$51:$BJ$90)","v":1093.6968266041702}]
[null,null,null,null,null,null,null,null,null,null,null,null,null,null,null,null,null,null,null,null,null,null,null,null,null,null,null,null,null,null,null,null,null,null,null,null,null,null,null,null,null,null,null,null,null,null,null,null,null,null,null,null,null,null,null,null,null,null,null,null,null,null,null,null,null,null,null,null,null,null,null,null,null,null,null,124,4,2956,{"$f":"OFFSET(GHA!$D$1,IF($CA$1,BX2958,366-BX2958),BY2958)","v":963},{"$f":"IF(BZ2958=SUMIF(GHA!$AQ$51:$AQ$90,CB2957,GHA!$BK$51:$BK$90),CB2957+1,CB2957)","v":5},1129,{"$f":"SUMIF(GHA!$AQ$51:$AQ$90,CB2958,GHA!$BJ$51:$BJ$90)","v":1093.6968266041702}]
[null,null,null,null,null,null,null,null,null,null,null,null,null,null,null,null,null,null,null,null,null,null,null,null,null,null,null,null,null,null,null,null,null,null,null,null,null,null,null,null,null,null,null,null,null,null,null,null,null,null,null,null,null,null,null,null,null,null,null,null,null,null,null,null,null,null,null,null,null,null,null,null,null,null,null,125,7,2983,{"$f":"OFFSET(GHA!$D$1,IF($CA$1,BX2985,366-BX2985),BY2985)","v":998},{"$f":"IF(BZ2985=SUMIF(GHA!$AQ$51:$AQ$90,CB2984,GHA!$BK$51:$BK$90),CB2984+1,CB2984)","v":5},1128,{"$f":"SUMIF(GHA!$AQ$51:$AQ$90,CB2985,GHA!$BJ$51:$BJ$90)","v":1093.6968266041702}]
[null,null,null,null,null,null,null,null,null,null,null,null,null,null,null,null,null,null,null,null,null,null,null,null,null,null,null,null,null,null,null,null,null,null,null,null,null,null,null,null,null,null,null,null,null,null,null,null,null,null,null,null,null,null,null,null,null,null,null,null,null,null,null,null,null,null,null,null,null,null,null,null,null,null,null,125,15,2991,{"$f":"OFFSET(GHA!$D$1,IF($CA$1,BX2993,366-BX2993),BY2993)","v":1075},{"$f":"IF(BZ2993=SUMIF(GHA!$AQ$51:$AQ$90,CB2992,GHA!$BK$51:$BK$90),CB2992+1,CB2992)","v":5},1127,{"$f":"SUMIF(GHA!$AQ$51:$AQ$90,CB2993,GHA!$BJ$51:$BJ$90)","v":1093.6968266041702}]
[null,null,null,null,null,null,null,null,null,null,null,null,null,null,null,null,null,null,null,null,null,null,null,null,null,null,null,null,null,null,null,null,null,null,null,null,null,null,null,null,null,null,null,null,null,null,null,null,null,null,null,null,null,null,null,null,null,null,null,null,null,null,null,null,null,null,null,null,null,null,null,null,null,null,null,126,8,3008,{"$f":"OFFSET(GHA!$D$1,IF($CA$1,BX3010,366-BX3010),BY3010)","v":1055},{"$f":"IF(BZ3010=SUMIF(GHA!$AQ$51:$AQ$90,CB3009,GHA!$BK$51:$BK$90),CB3009+1,CB3009)","v":5},1127,{"$f":"SUMIF(GHA!$AQ$51:$AQ$90,CB3010,GHA!$BJ$51:$BJ$90)","v":1093.6968266041702}]
[null,null,null,null,null,null,null,null,null,null,null,null,null,null,null,null,null,null,null,null,null,null,null,null,null,null,null,null,null,null,null,null,null,null,null,null,null,null,null,null,null,null,null,null,null,null,null,null,null,null,null,null,null,null,null,null,null,null,null,null,null,null,null,null,null,null,null,null,null,null,null,null,null,null,null,127,{"$f":"BY3011","v":9},3033,{"$f":"OFFSET(GHA!$D$1,IF($CA$1,BX3035,366-BX3035),BY3035)","v":1090},{"$f":"IF(BZ3035=SUMIF(GHA!$AQ$51:$AQ$90,CB3034,GHA!$BK$51:$BK$90),CB3034+1,CB3034)","v":5},1125,{"$f":"SUMIF(GHA!$AQ$51:$AQ$90,CB3035,GHA!$BJ$51:$BJ$90)","v":1093.6968266041702}]
[null,null,null,null,null,null,null,null,null,null,null,null,null,null,null,null,null,null,null,null,null,null,null,null,null,null,null,null,null,null,null,null,null,null,null,null,null,null,null,null,null,null,null,null,null,null,null,null,null,null,null,null,null,null,null,null,null,null,null,null,null,null,null,null,null,null,null,null,null,null,null,null,null,null,null,127,19,3043,{"$f":"OFFSET(GHA!$D$1,IF($CA$1,BX3045,366-BX3045),BY3045)","v":1150},{"$f":"IF(BZ3045=SUMIF(GHA!$AQ$51:$AQ$90,CB3044,GHA!$BK$51:$BK$90),CB3044+1,CB3044)","v":5},1125,{"$f":"SUMIF(GHA!$AQ$51:$AQ$90,CB3045,GHA!$BJ$51:$BJ$90)","v":1093.6968266041702}]
[null,null,null,null,null,null,null,null,null,null,null,null,null,null,null,null,null,null,null,null,null,null,null,null,null,null,null,null,null,null,null,null,null,null,null,null,null,null,null,null,null,null,null,null,null,null,null,null,null,null,null,null,null,null,null,null,null,null,null,null,null,null,null,null,null,null,null,null,null,null,null,null,null,null,null,128,12,3060,{"$f":"OFFSET(GHA!$D$1,IF($CA$1,BX3062,366-BX3062),BY3062)","v":1032},{"$f":"IF(BZ3062=SUMIF(GHA!$AQ$51:$AQ$90,CB3061,GHA!$BK$51:$BK$90),CB3061+1,CB3061)","v":5},1124,{"$f":"SUMIF(GHA!$AQ$51:$AQ$90,CB3062,GHA!$BJ$51:$BJ$90)","v":1093.6968266041702}]
[null,null,null,null,null,null,null,null,null,null,null,null,null,null,null,null,null,null,null,null,null,null,null,null,null,null,null,null,null,null,null,null,null,null,null,null,null,null,null,null,null,null,null,null,null,null,null,null,null,null,null,null,null,null,null,null,null,null,null,null,null,null,null,null,null,null,null,null,null,null,null,null,null,null,null,129,5,3077,{"$f":"OFFSET(GHA!$D$1,IF($CA$1,BX3079,366-BX3079),BY3079)","v":967},{"$f":"IF(BZ3079=SUMIF(GHA!$AQ$51:$AQ$90,CB3078,GHA!$BK$51:$BK$90),CB3078+1,CB3078)","v":5},1123,{"$f":"SUMIF(GHA!$AQ$51:$AQ$90,CB3079,GHA!$BJ$51:$BJ$90)","v":1093.6968266041702}]
[null,null,null,null,null,null,null,null,null,null,null,null,null,null,null,null,null,null,null,null,null,null,null,null,null,null,null,null,null,null,null,null,null,null,null,null,null,null,null,null,null,null,null,null,null,null,null,null,null,null,null,null,null,null,null,null,null,null,null,null,null,null,null,null,null,null,null,null,null,null,null,null,null,null,null,130,3,3099,{"$f":"OFFSET(GHA!$D$1,IF($CA$1,BX3101,366-BX3101),BY3101)","v":915},{"$f":"IF(BZ3101=SUMIF(GHA!$AQ$51:$AQ$90,CB3100,GHA!$BK$51:$BK$90),CB3100+1,CB3100)","v":5},1123,{"$f":"SUMIF(GHA!$AQ$51:$AQ$90,CB3101,GHA!$BJ$51:$BJ$90)","v":1093.6968266041702}]
[null,null,null,null,null,null,null,null,null,null,null,null,null,null,null,null,null,null,null,null,null,null,null,null,null,null,null,null,null,null,null,null,null,null,null,null,null,null,null,null,null,null,null,null,null,null,null,null,null,null,null,null,null,null,null,null,null,null,null,null,null,null,null,null,null,null,null,null,null,null,null,null,null,null,null,130,16,3112,{"$f":"OFFSET(GHA!$D$1,IF($CA$1,BX3114,366-BX3114),BY3114)","v":927},{"$f":"IF(BZ3114=SUMIF(GHA!$AQ$51:$AQ$90,CB3113,GHA!$BK$51:$BK$90),CB3113+1,CB3113)","v":5},1122,{"$f":"SUMIF(GHA!$AQ$51:$AQ$90,CB3114,GHA!$BJ$51:$BJ$90)","v":1093.6968266041702}]
[null,null,null,null,null,null,null,null,null,null,null,null,null,null,null,null,null,null,null,null,null,null,null,null,null,null,null,null,null,null,null,null,null,null,null,null,null,null,null,null,null,null,null,null,null,null,null,null,null,null,null,null,null,null,null,null,null,null,null,null,null,null,null,null,null,null,null,null,null,null,null,null,null,null,null,131,9,3129,{"$f":"OFFSET(GHA!$D$1,IF($CA$1,BX3131,366-BX3131),BY3131)","v":1086},{"$f":"IF(BZ3131=SUMIF(GHA!$AQ$51:$AQ$90,CB3130,GHA!$BK$51:$BK$90),CB3130+1,CB3130)","v":5},1121.4000000000001,{"$f":"SUMIF(GHA!$AQ$51:$AQ$90,CB3131,GHA!$BJ$51:$BJ$90)","v":1093.6968266041702}]
[null,null,null,null,null,null,null,null,null,null,null,null,null,null,null,null,null,null,null,null,null,null,null,null,null,null,null,null,null,null,null,null,null,null,null,null,null,null,null,null,null,null,null,null,null,null,null,null,null,null,null,null,null,null,null,null,null,null,null,null,null,null,null,null,null,null,null,null,null,null,null,null,null,null,null,132,2,3146,{"$f":"OFFSET(GHA!$D$1,IF($CA$1,BX3148,366-BX3148),BY3148)","v":1049},{"$f":"IF(BZ3148=SUMIF(GHA!$AQ$51:$AQ$90,CB3147,GHA!$BK$51:$BK$90),CB3147+1,CB3147)","v":5},1121,{"$f":"SUMIF(GHA!$AQ$51:$AQ$90,CB3148,GHA!$BJ$51:$BJ$90)","v":1093.6968266041702}]
[null,null,null,null,null,null,null,null,null,null,null,null,null,null,null,null,null,null,null,null,null,null,null,null,null,null,null,null,null,null,null,null,null,null,null,null,null,null,null,null,null,null,null,null,null,null,null,null,null,null,null,null,null,null,null,null,null,null,null,null,null,null,null,null,null,null,null,null,null,null,null,null,null,null,null,132,22,3166,{"$f":"OFFSET(GHA!$D$1,IF($CA$1,BX3168,366-BX3168),BY3168)","v":1252},{"$f":"IF(BZ3168=SUMIF(GHA!$AQ$51:$AQ$90,CB3167,GHA!$BK$51:$BK$90),CB3167+1,CB3167)","v":5},1120,{"$f":"SUMIF(GHA!$AQ$51:$AQ$90,CB3168,GHA!$BJ$51:$BJ$90)","v":1093.6968266041702}]
[null,null,null,null,null,null,null,null,null,null,null,null,null,null,null,null,null,null,null,null,null,null,null,null,null,null,null,null,null,null,null,null,null,null,null,null,null,null,null,null,null,null,null,null,null,null,null,null,null,null,null,null,null,null,null,null,null,null,null,null,null,null,null,null,null,null,null,null,null,null,null,null,null,null,null,133,13,3181,{"$f":"OFFSET(GHA!$D$1,IF($CA$1,BX3183,366-BX3183),BY3183)","v":1175},{"$f":"IF(BZ3183=SUMIF(GHA!$AQ$51:$AQ$90,CB3182,GHA!$BK$51:$BK$90),CB3182+1,CB3182)","v":5},1120,{"$f":"SUMIF(GHA!$AQ$51:$AQ$90,CB3183,GHA!$BJ$51:$BJ$90)","v":1093.6968266041702}]
[null,null,null,null,null,null,null,null,null,null,null,null,null,null,null,null,null,null,null,null,null,null,null,null,null,null,null,null,null,null,null,null,null,null,null,null,null,null,null,null,null,null,null,null,null,null,null,null,null,null,null,null,null,null,null,null,null,null,null,null,null,null,null,null,null,null,null,null,null,null,null,null,null,null,null,134,6,3198,{"$f":"OFFSET(GHA!$D$1,IF($CA$1,BX3200,366-BX3200),BY3200)","v":1055},{"$f":"IF(BZ3200=SUMIF(GHA!$AQ$51:$AQ$90,CB3199,GHA!$BK$51:$BK$90),CB3199+1,CB3199)","v":5},1119,{"$f":"SUMIF(GHA!$AQ$51:$AQ$90,CB3200,GHA!$BJ$51:$BJ$90)","v":1093.6968266041702}]
[null,null,null,null,null,null,null,null,null,null,null,null,null,null,null,null,null,null,null,null,null,null,null,null,null,null,null,null,null,null,null,null,null,null,null,null,null,null,null,null,null,null,null,null,null,null,null,null,null,null,null,null,null,null,null,null,null,null,null,null,null,null,null,null,null,null,null,null,null,null,null,null,null,null,null,134,24,3216,{"$f":"OFFSET(GHA!$D$1,IF($CA$1,BX3218,366-BX3218),BY3218)","v":1076},{"$f":"IF(BZ3218=SUMIF(GHA!$AQ$51:$AQ$90,CB3217,GHA!$BK$51:$BK$90),CB3217+1,CB3217)","v":5},1118,{"$f":"SUMIF(GHA!$AQ$51:$AQ$90,CB3218,GHA!$BJ$51:$BJ$90)","v":1093.6968266041702}]
[null,null,null,null,null,null,null,null,null,null,null,null,null,null,null,null,null,null,null,null,null,null,null,null,null,null,null,null,null,null,null,null,null,null,null,null,null,null,null,null,null,null,null,null,null,null,null,null,null,null,null,null,null,null,null,null,null,null,null,null,null,null,null,null,null,null,null,null,null,null,null,null,null,null,null,135,1,3217,{"$f":"OFFSET(GHA!$D$1,IF($CA$1,BX3219,366-BX3219),BY3219)","v":1063},{"$f":"IF(BZ3219=SUMIF(GHA!$AQ$51:$AQ$90,CB3218,GHA!$BK$51:$BK$90),CB3218+1,CB3218)","v":5},1118,{"$f":"SUMIF(GHA!$AQ$51:$AQ$90,CB3219,GHA!$BJ$51:$BJ$90)","v":1093.6968266041702}]
[null,null,null,null,null,null,null,null,null,null,null,null,null,null,null,null,null,null,null,null,null,null,null,null,null,null,null,null,null,null,null,null,null,null,null,null,null,null,null,null,null,null,null,null,null,null,null,null,null,null,null,null,null,null,null,null,null,null,null,null,null,null,null,null,null,null,null,null,null,null,null,null,null,null,null,135,18,3234,{"$f":"OFFSET(GHA!$D$1,IF($CA$1,BX3236,366-BX3236),BY3236)","v":1170},{"$f":"IF(BZ3236=SUMIF(GHA!$AQ$51:$AQ$90,CB3235,GHA!$BK$51:$BK$90),CB3235+1,CB3235)","v":6},1118,{"$f":"SUMIF(GHA!$AQ$51:$AQ$90,CB3236,GHA!$BJ$51:$BJ$90)","v":1072.8186159323079}]
[null,null,null,null,null,null,null,null,null,null,null,null,null,null,null,null,null,null,null,null,null,null,null,null,null,null,null,null,null,null,null,null,null,null,null,null,null,null,null,null,null,null,null,null,null,null,null,null,null,null,null,null,null,null,null,null,null,null,null,null,null,null,null,null,null,null,null,null,null,null,null,null,null,null,null,136,11,3251,{"$f":"OFFSET(GHA!$D$1,IF($CA$1,BX3253,366-BX3253),BY3253)","v":1024},{"$f":"IF(BZ3253=SUMIF(GHA!$AQ$51:$AQ$90,CB3252,GHA!$BK$51:$BK$90),CB3252+1,CB3252)","v":6},1117,{"$f":"SUMIF(GHA!$AQ$51:$AQ$90,CB3253,GHA!$BJ$51:$BJ$90)","v":1072.8186159323079}]
[null,null,null,null,null,null,null,null,null,null,null,null,null,null,null,null,null,null,null,null,null,null,null,null,null,null,null,null,null,null,null,null,null,null,null,null,null,null,null,null,null,null,null,null,null,null,null,null,null,null,null,null,null,null,null,null,null,null,null,null,null,null,null,null,null,null,null,null,null,null,null,null,null,null,null,{"$f":"ROUNDDOWN((BZ3267-1)/24,0)+1","v":137},1,3265,{"$f":"OFFSET(GHA!$D$1,IF($CA$1,BX3267,366-BX3267),BY3267)","v":1125},{"$f":"IF(BZ3267=SUMIF(GHA!$AQ$51:$AQ$90,CB3266,GHA!$BK$51:$BK$90),CB3266+1,CB3266)","v":6},1117,{"$f":"SUMIF(GHA!$AQ$51:$AQ$90,CB3267,GHA!$BJ$51:$BJ$90)","v":1072.8186159323079}]
[null,null,null,null,null,null,null,null,null,null,null,null,null,null,null,null,null,null,null,null,null,null,null,null,null,null,null,null,null,null,null,null,null,null,null,null,null,null,null,null,null,null,null,null,null,null,null,null,null,null,null,null,null,null,null,null,null,null,null,null,null,null,null,null,null,null,null,null,null,null,null,null,null,null,null,137,22,3286,{"$f":"OFFSET(GHA!$D$1,IF($CA$1,BX3288,366-BX3288),BY3288)","v":1087},{"$f":"IF(BZ3288=SUMIF(GHA!$AQ$51:$AQ$90,CB3287,GHA!$BK$51:$BK$90),CB3287+1,CB3287)","v":6},1116,{"$f":"SUMIF(GHA!$AQ$51:$AQ$90,CB3288,GHA!$BJ$51:$BJ$90)","v":1072.8186159323079}]
[null,null,null,null,null,null,null,null,null,null,null,null,null,null,null,null,null,null,null,null,null,null,null,null,null,null,null,null,null,null,null,null,null,null,null,null,null,null,null,null,null,null,null,null,null,null,null,null,null,null,null,null,null,null,null,null,null,null,null,null,null,null,null,null,null,null,null,null,null,null,null,null,null,null,null,138,15,3303,{"$f":"OFFSET(GHA!$D$1,IF($CA$1,BX3305,366-BX3305),BY3305)","v":1198},{"$f":"IF(BZ3305=SUMIF(GHA!$AQ$51:$AQ$90,CB3304,GHA!$BK$51:$BK$90),CB3304+1,CB3304)","v":6},1115,{"$f":"SUMIF(GHA!$AQ$51:$AQ$90,CB3305,GHA!$BJ$51:$BJ$90)","v":1072.8186159323079}]
[null,null,null,null,null,null,null,null,null,null,null,null,null,null,null,null,null,null,null,null,null,null,null,null,null,null,null,null,null,null,null,null,null,null,null,null,null,null,null,null,null,null,null,null,null,null,null,null,null,null,null,null,null,null,null,null,null,null,null,null,null,null,null,null,null,null,null,null,null,null,null,null,null,null,null,139,4,3316,{"$f":"OFFSET(GHA!$D$1,IF($CA$1,BX3318,366-BX3318),BY3318)","v":1124},{"$f":"IF(BZ3318=SUMIF(GHA!$AQ$51:$AQ$90,CB3317,GHA!$BK$51:$BK$90),CB3317+1,CB3317)","v":6},1114,{"$f":"SUMIF(GHA!$AQ$51:$AQ$90,CB3318,GHA!$BJ$51:$BJ$90)","v":1072.8186159323079}]
[null,null,null,null,null,null,null,null,null,null,null,null,null,null,null,null,null,null,null,null,null,null,null,null,null,null,null,null,null,null,null,null,null,null,null,null,null,null,null,null,null,null,null,null,null,null,null,null,null,null,null,null,null,null,null,null,null,null,null,null,null,null,null,null,null,null,null,null,null,null,null,null,null,null,null,140,2,3338,{"$f":"OFFSET(GHA!$D$1,IF($CA$1,BX3340,366-BX3340),BY3340)","v":1034},{"$f":"IF(BZ3340=SUMIF(GHA!$AQ$51:$AQ$90,CB3339,GHA!$BK$51:$BK$90),CB3339+1,CB3339)","v":6},1113,{"$f":"SUMIF(GHA!$AQ$51:$AQ$90,CB3340,GHA!$BJ$51:$BJ$90)","v":1072.8186159323079}]
[null,null,null,null,null,null,null,null,null,null,null,null,null,null,null,null,null,null,null,null,null,null,null,null,null,null,null,null,null,null,null,null,null,null,null,null,null,null,null,null,null,null,null,null,null,null,null,null,null,null,null,null,null,null,null,null,null,null,null,null,null,null,null,null,null,null,null,null,null,null,null,null,null,null,null,140,19,3355,{"$f":"OFFSET(GHA!$D$1,IF($CA$1,BX3357,366-BX3357),BY3357)","v":1217},{"$f":"IF(BZ3357=SUMIF(GHA!$AQ$51:$AQ$90,CB3356,GHA!$BK$51:$BK$90),CB3356+1,CB3356)","v":6},1112.7,{"$f":"SUMIF(GHA!$AQ$51:$AQ$90,CB3357,GHA!$BJ$51:$BJ$90)","v":1072.8186159323079}]
[null,null,null,null,null,null,null,null,null,null,null,null,null,null,null,null,null,null,null,null,null,null,null,null,null,null,null,null,null,null,null,null,null,null,null,null,null,null,null,null,null,null,null,null,null,null,null,null,null,null,null,null,null,null,null,null,null,null,null,null,null,null,null,null,null,null,null,null,null,null,null,null,null,null,null,141,12,3372,{"$f":"OFFSET(GHA!$D$1,IF($CA$1,BX3374,366-BX3374),BY3374)","v":1161},{"$f":"IF(BZ3374=SUMIF(GHA!$AQ$51:$AQ$90,CB3373,GHA!$BK$51:$BK$90),CB3373+1,CB3373)","v":6},1112,{"$f":"SUMIF(GHA!$AQ$51:$AQ$90,CB3374,GHA!$BJ$51:$BJ$90)","v":1072.8186159323079}]
[null,null,null,null,null,null,null,null,null,null,null,null,null,null,null,null,null,null,null,null,null,null,null,null,null,null,null,null,null,null,null,null,null,null,null,null,null,null,null,null,null,null,null,null,null,null,null,null,null,null,null,null,null,null,null,null,null,null,null,null,null,null,null,null,null,null,null,null,null,null,null,null,null,null,null,141,22,3382,{"$f":"OFFSET(GHA!$D$1,IF($CA$1,BX3384,366-BX3384),BY3384)","v":1283},{"$f":"IF(BZ3384=SUMIF(GHA!$AQ$51:$AQ$90,CB3383,GHA!$BK$51:$BK$90),CB3383+1,CB3383)","v":6},1112,{"$f":"SUMIF(GHA!$AQ$51:$AQ$90,CB3384,GHA!$BJ$51:$BJ$90)","v":1072.8186159323079}]
[null,null,null,null,null,null,null,null,null,null,null,null,null,null,null,null,null,null,null,null,null,null,null,null,null,null,null,null,null,null,null,null,null,null,null,null,null,null,null,null,null,null,null,null,null,null,null,null,null,null,null,null,null,null,null,null,null,null,null,null,null,null,null,null,null,null,null,null,null,null,null,null,null,null,null,142,23,3407,{"$f":"OFFSET(GHA!$D$1,IF($CA$1,BX3409,366-BX3409),BY3409)","v":1276},{"$f":"IF(BZ3409=SUMIF(GHA!$AQ$51:$AQ$90,CB3408,GHA!$BK$51:$BK$90),CB3408+1,CB3408)","v":6},1111,{"$f":"SUMIF(GHA!$AQ$51:$AQ$90,CB3409,GHA!$BJ$51:$BJ$90)","v":1072.8186159323079}]
[null,null,null,null,null,null,null,null,null,null,null,null,null,null,null,null,null,null,null,null,null,null,null,null,null,null,null,null,null,null,null,null,null,null,null,null,null,null,null,null,null,null,null,null,null,null,null,null,null,null,null,null,null,null,null,null,null,null,null,null,null,null,null,null,null,null,null,null,null,null,null,null,null,null,null,143,16,3424,{"$f":"OFFSET(GHA!$D$1,IF($CA$1,BX3426,366-BX3426),BY3426)","v":1084},{"$f":"IF(BZ3426=SUMIF(GHA!$AQ$51:$AQ$90,CB3425,GHA!$BK$51:$BK$90),CB3425+1,CB3425)","v":6},1110,{"$f":"SUMIF(GHA!$AQ$51:$AQ$90,CB3426,GHA!$BJ$51:$BJ$90)","v":1072.8186159323079}]
[null,null,null,null,null,null,null,null,null,null,null,null,null,null,null,null,null,null,null,null,null,null,null,null,null,null,null,null,null,null,null,null,null,null,null,null,null,null,null,null,null,null,null,null,null,null,null,null,null,null,null,null,null,null,null,null,null,null,null,null,null,null,null,null,null,null,null,null,null,null,null,null,null,null,null,144,9,3441,{"$f":"OFFSET(GHA!$D$1,IF($CA$1,BX3443,366-BX3443),BY3443)","v":976},{"$f":"IF(BZ3443=SUMIF(GHA!$AQ$51:$AQ$90,CB3442,GHA!$BK$51:$BK$90),CB3442+1,CB3442)","v":6},1110,{"$f":"SUMIF(GHA!$AQ$51:$AQ$90,CB3443,GHA!$BJ$51:$BJ$90)","v":1072.8186159323079}]
[null,null,null,null,null,null,null,null,null,null,null,null,null,null,null,null,null,null,null,null,null,null,null,null,null,null,null,null,null,null,null,null,null,null,null,null,null,null,null,null,null,null,null,null,null,null,null,null,null,null,null,null,null,null,null,null,null,null,null,null,null,null,null,null,null,null,null,null,null,null,null,null,null,null,null,144,17,3449,{"$f":"OFFSET(GHA!$D$1,IF($CA$1,BX3451,366-BX3451),BY3451)","v":1040},{"$f":"IF(BZ3451=SUMIF(GHA!$AQ$51:$AQ$90,CB3450,GHA!$BK$51:$BK$90),CB3450+1,CB3450)","v":6},1110,{"$f":"SUMIF(GHA!$AQ$51:$AQ$90,CB3451,GHA!$BJ$51:$BJ$90)","v":1072.8186159323079}]
[null,null,null,null,null,null,null,null,null,null,null,null,null,null,null,null,null,null,null,null,null,null,null,null,null,null,null,null,null,null,null,null,null,null,null,null,null,null,null,null,null,null,null,null,null,null,null,null,null,null,null,null,null,null,null,null,null,null,null,null,null,null,null,null,null,null,null,null,null,null,null,null,null,null,null,145,20,3476,{"$f":"OFFSET(GHA!$D$1,IF($CA$1,BX3478,366-BX3478),BY3478)","v":1218},{"$f":"IF(BZ3478=SUMIF(GHA!$AQ$51:$AQ$90,CB3477,GHA!$BK$51:$BK$90),CB3477+1,CB3477)","v":6},1109,{"$f":"SUMIF(GHA!$AQ$51:$AQ$90,CB3478,GHA!$BJ$51:$BJ$90)","v":1072.8186159323079}]
[null,null,null,null,null,null,null,null,null,null,null,null,null,null,null,null,null,null,null,null,null,null,null,null,null,null,null,null,null,null,null,null,null,null,null,null,null,null,null,null,null,null,null,null,null,null,null,null,null,null,null,null,null,null,null,null,null,null,null,null,null,null,null,null,null,null,null,null,null,null,null,null,null,null,null,145,21,3477,{"$f":"OFFSET(GHA!$D$1,IF($CA$1,BX3479,366-BX3479),BY3479)","v":1183},{"$f":"IF(BZ3479=SUMIF(GHA!$AQ$51:$AQ$90,CB3478,GHA!$BK$51:$BK$90),CB3478+1,CB3478)","v":6},1109,{"$f":"SUMIF(GHA!$AQ$51:$AQ$90,CB3479,GHA!$BJ$51:$BJ$90)","v":1072.8186159323079}]
[null,null,null,null,null,null,null,null,null,null,null,null,null,null,null,null,null,null,null,null,null,null,null,null,null,null,null,null,null,null,null,null,null,null,null,null,null,null,null,null,null,null,null,null,null,null,null,null,null,null,null,null,null,null,null,null,null,null,null,null,null,null,null,null,null,null,null,null,null,null,null,null,null,null,null,146,19,3499,{"$f":"OFFSET(GHA!$D$1,IF($CA$1,BX3501,366-BX3501),BY3501)","v":1270},{"$f":"IF(BZ3501=SUMIF(GHA!$AQ$51:$AQ$90,CB3500,GHA!$BK$51:$BK$90),CB3500+1,CB3500)","v":6},1108,{"$f":"SUMIF(GHA!$AQ$51:$AQ$90,CB3501,GHA!$BJ$51:$BJ$90)","v":1072.8186159323079}]
[null,null,null,null,null,null,null,null,null,null,null,null,null,null,null,null,null,null,null,null,null,null,null,null,null,null,null,null,null,null,null,null,null,null,null,null,null,null,null,null,null,null,null,null,null,null,null,null,null,null,null,null,null,null,null,null,null,null,null,null,null,null,null,null,null,null,null,null,null,null,null,null,null,null,null,147,8,3512,{"$f":"OFFSET(GHA!$D$1,IF($CA$1,BX3514,366-BX3514),BY3514)","v":1056},{"$f":"IF(BZ3514=SUMIF(GHA!$AQ$51:$AQ$90,CB3513,GHA!$BK$51:$BK$90),CB3513+1,CB3513)","v":6},1108,{"$f":"SUMIF(GHA!$AQ$51:$AQ$90,CB3514,GHA!$BJ$51:$BJ$90)","v":1072.8186159323079}]
[null,null,null,null,null,null,null,null,null,null,null,null,null,null,null,null,null,null,null,null,null,null,null,null,null,null,null,null,null,null,null,null,null,null,null,null,null,null,null,null,null,null,null,null,null,null,null,null,null,null,null,null,null,null,null,null,null,null,null,null,null,null,null,null,null,null,null,null,null,null,null,null,null,null,null,148,1,3529,{"$f":"OFFSET(GHA!$D$1,IF($CA$1,BX3531,366-BX3531),BY3531)","v":1117},{"$f":"IF(BZ3531=SUMIF(GHA!$AQ$51:$AQ$90,CB3530,GHA!$BK$51:$BK$90),CB3530+1,CB3530)","v":6},1108,{"$f":"SUMIF(GHA!$AQ$51:$AQ$90,CB3531,GHA!$BJ$51:$BJ$90)","v":1072.8186159323079}]
[null,null,null,null,null,null,null,null,null,null,null,null,null,null,null,null,null,null,null,null,null,null,null,null,null,null,null,null,null,null,null,null,null,null,null,null,null,null,null,null,null,null,null,null,null,null,null,null,null,null,null,null,null,null,null,null,null,null,null,null,null,null,null,null,null,null,null,null,null,null,null,null,null,null,null,148,18,3546,{"$f":"OFFSET(GHA!$D$1,IF($CA$1,BX3548,366-BX3548),BY3548)","v":1103},{"$f":"IF(BZ3548=SUMIF(GHA!$AQ$51:$AQ$90,CB3547,GHA!$BK$51:$BK$90),CB3547+1,CB3547)","v":6},1107,{"$f":"SUMIF(GHA!$AQ$51:$AQ$90,CB3548,GHA!$BJ$51:$BJ$90)","v":1072.8186159323079}]
[null,null,null,null,null,null,null,null,null,null,null,null,null,null,null,null,null,null,null,null,null,null,null,null,null,null,null,null,null,null,null,null,null,null,null,null,null,null,null,null,null,null,null,null,null,null,null,null,null,null,null,null,null,null,null,null,null,null,null,null,null,null,null,null,null,null,null,null,null,null,null,null,null,null,null,149,13,3565,{"$f":"OFFSET(GHA!$D$1,IF($CA$1,BX3567,366-BX3567),BY3567)","v":1095},{"$f":"IF(BZ3567=SUMIF(GHA!$AQ$51:$AQ$90,CB3566,GHA!$BK$51:$BK$90),CB3566+1,CB3566)","v":6},1106,{"$f":"SUMIF(GHA!$AQ$51:$AQ$90,CB3567,GHA!$BJ$51:$BJ$90)","v":1072.8186159323079}]
[null,null,null,null,null,null,null,null,null,null,null,null,null,null,null,null,null,null,null,null,null,null,null,null,null,null,null,null,null,null,null,null,null,null,null,null,null,null,null,null,null,null,null,null,null,null,null,null,null,null,null,null,null,null,null,null,null,null,null,null,null,null,null,null,null,null,null,null,null,null,null,null,null,null,null,150,5,3581,{"$f":"OFFSET(GHA!$D$1,IF($CA$1,BX3583,366-BX3583),BY3583)","v":976},{"$f":"IF(BZ3583=SUMIF(GHA!$AQ$51:$AQ$90,CB3582,GHA!$BK$51:$BK$90),CB3582+1,CB3582)","v":6},1106,{"$f":"SUMIF(GHA!$AQ$51:$AQ$90,CB3583,GHA!$BJ$51:$BJ$90)","v":1072.8186159323079}]
[null,null,null,null,null,null,null,null,null,null,null,null,null,null,null,null,null,null,null,null,null,null,null,null,null,null,null,null,null,null,null,null,null,null,null,null,null,null,null,null,null,null,null,null,null,null,null,null,null,null,null,null,null,null,null,null,null,null,null,null,null,null,null,null,null,null,null,null,null,null,null,null,null,null,null,150,22,3598,{"$f":"OFFSET(GHA!$D$1,IF($CA$1,BX3600,366-BX3600),BY3600)","v":1171},{"$f":"IF(BZ3600=SUMIF(GHA!$AQ$51:$AQ$90,CB3599,GHA!$BK$51:$BK$90),CB3599+1,CB3599)","v":6},1105,{"$f":"SUMIF(GHA!$AQ$51:$AQ$90,CB3600,GHA!$BJ$51:$BJ$90)","v":1072.8186159323079}]
[null,null,null,null,null,null,null,null,null,null,null,null,null,null,null,null,null,null,null,null,null,null,null,null,null,null,null,null,null,null,null,null,null,null,null,null,null,null,null,null,null,null,null,null,null,null,null,null,null,null,null,null,null,null,null,null,null,null,null,null,null,null,null,null,null,null,null,null,null,null,null,null,null,null,null,151,15,3615,{"$f":"OFFSET(GHA!$D$1,IF($CA$1,BX3617,366-BX3617),BY3617)","v":968},{"$f":"IF(BZ3617=SUMIF(GHA!$AQ$51:$AQ$90,CB3616,GHA!$BK$51:$BK$90),CB3616+1,CB3616)","v":6},1104,{"$f":"SUMIF(GHA!$AQ$51:$AQ$90,CB3617,GHA!$BJ$51:$BJ$90)","v":1072.8186159323079}]
[null,null,null,null,null,null,null,null,null,null,null,null,null,null,null,null,null,null,null,null,null,null,null,null,null,null,null,null,null,null,null,null,null,null,null,null,null,null,null,null,null,null,null,null,null,null,null,null,null,null,null,null,null,null,null,null,null,null,null,null,null,null,null,null,null,null,null,null,null,null,null,null,null,null,null,152,8,3632,{"$f":"OFFSET(GHA!$D$1,IF($CA$1,BX3634,366-BX3634),BY3634)","v":847},{"$f":"IF(BZ3634=SUMIF(GHA!$AQ$51:$AQ$90,CB3633,GHA!$BK$51:$BK$90),CB3633+1,CB3633)","v":6},1103,{"$f":"SUMIF(GHA!$AQ$51:$AQ$90,CB3634,GHA!$BJ$51:$BJ$90)","v":1072.8186159323079}]
[null,null,null,null,null,null,null,null,null,null,null,null,null,null,null,null,null,null,null,null,null,null,null,null,null,null,null,null,null,null,null,null,null,null,null,null,null,null,null,null,null,null,null,null,null,null,null,null,null,null,null,null,null,null,null,null,null,null,null,null,null,null,null,null,null,null,null,null,null,null,null,null,null,null,null,153,2,{"$f":"BZ3651+1","v":3650},{"$f":"OFFSET(GHA!$D$1,IF($CA$1,BX3652,366-BX3652),BY3652)","v":1038},{"$f":"IF(BZ3652=SUMIF(GHA!$AQ$51:$AQ$90,CB3651,GHA!$BK$51:$BK$90),CB3651+1,CB3651)","v":6},1103,{"$f":"SUMIF(GHA!$AQ$51:$AQ$90,CB3652,GHA!$BJ$51:$BJ$90)","v":1072.8186159323079}]
[null,null,null,null,null,null,null,null,null,null,null,null,null,null,null,null,null,null,null,null,null,null,null,null,null,null,null,null,null,null,null,null,null,null,null,null,null,null,null,null,null,null,null,null,null,null,null,null,null,null,null,null,null,null,null,null,null,null,null,null,null,null,null,null,null,null,null,null,null,null,null,null,null,null,null,153,19,3667,{"$f":"OFFSET(GHA!$D$1,IF($CA$1,BX3669,366-BX3669),BY3669)","v":1277},{"$f":"IF(BZ3669=SUMIF(GHA!$AQ$51:$AQ$90,CB3668,GHA!$BK$51:$BK$90),CB3668+1,CB3668)","v":6},1102,{"$f":"SUMIF(GHA!$AQ$51:$AQ$90,CB3669,GHA!$BJ$51:$BJ$90)","v":1072.8186159323079}]
[null,null,null,null,null,null,null,null,null,null,null,null,null,null,null,null,null,null,null,null,null,null,null,null,null,null,null,null,null,null,null,null,null,null,null,null,null,null,null,null,null,null,null,null,null,null,null,null,null,null,null,null,null,null,null,null,null,null,null,null,null,null,null,null,null,null,null,null,null,null,null,null,null,null,null,154,10,3682,{"$f":"OFFSET(GHA!$D$1,IF($CA$1,BX3684,366-BX3684),BY3684)","v":1111},{"$f":"IF(BZ3684=SUMIF(GHA!$AQ$51:$AQ$90,CB3683,GHA!$BK$51:$BK$90),CB3683+1,CB3683)","v":6},1101,{"$f":"SUMIF(GHA!$AQ$51:$AQ$90,CB3684,GHA!$BJ$51:$BJ$90)","v":1072.8186159323079}]
[null,null,null,null,null,null,null,null,null,null,null,null,null,null,null,null,null,null,null,null,null,null,null,null,null,null,null,null,null,null,null,null,null,null,null,null,null,null,null,null,null,null,null,null,null,null,null,null,null,null,null,null,null,null,null,null,null,null,null,null,null,null,null,null,null,null,null,null,null,null,null,null,null,null,null,155,6,3702,{"$f":"OFFSET(GHA!$D$1,IF($CA$1,BX3704,366-BX3704),BY3704)","v":1054},{"$f":"IF(BZ3704=SUMIF(GHA!$AQ$51:$AQ$90,CB3703,GHA!$BK$51:$BK$90),CB3703+1,CB3703)","v":6},1101,{"$f":"SUMIF(GHA!$AQ$51:$AQ$90,CB3704,GHA!$BJ$51:$BJ$90)","v":1072.8186159323079}]
[null,null,null,null,null,null,null,null,null,null,null,null,null,null,null,null,null,null,null,null,null,null,null,null,null,null,null,null,null,null,null,null,null,null,null,null,null,null,null,null,null,null,null,null,null,null,null,null,null,null,null,null,null,null,null,null,null,null,null,null,null,null,null,null,null,null,null,null,null,null,null,null,null,null,null,155,23,3719,{"$f":"OFFSET(GHA!$D$1,IF($CA$1,BX3721,366-BX3721),BY3721)","v":1050},{"$f":"IF(BZ3721=SUMIF(GHA!$AQ$51:$AQ$90,CB3720,GHA!$BK$51:$BK$90),CB3720+1,CB3720)","v":6},1100,{"$f":"SUMIF(GHA!$AQ$51:$AQ$90,CB3721,GHA!$BJ$51:$BJ$90)","v":1072.8186159323079}]
[null,null,null,null,null,null,null,null,null,null,null,null,null,null,null,null,null,null,null,null,null,null,null,null,null,null,null,null,null,null,null,null,null,null,null,null,null,null,null,null,null,null,null,null,null,null,null,null,null,null,null,null,null,null,null,null,null,null,null,null,null,null,null,null,null,null,null,null,null,null,null,null,null,null,null,156,16,3736,{"$f":"OFFSET(GHA!$D$1,IF($CA$1,BX3738,366-BX3738),BY3738)","v":1065},{"$f":"IF(BZ3738=SUMIF(GHA!$AQ$51:$AQ$90,CB3737,GHA!$BK$51:$BK$90),CB3737+1,CB3737)","v":6},1099,{"$f":"SUMIF(GHA!$AQ$51:$AQ$90,CB3738,GHA!$BJ$51:$BJ$90)","v":1072.8186159323079}]
[null,null,null,null,null,null,null,null,null,null,null,null,null,null,null,null,null,null,null,null,null,null,null,null,null,null,null,null,null,null,null,null,null,null,null,null,null,null,null,null,null,null,null,null,null,null,null,null,null,null,null,null,null,null,null,null,null,null,null,null,null,null,null,null,null,null,null,null,null,null,null,null,null,null,null,157,5,3749,{"$f":"OFFSET(GHA!$D$1,IF($CA$1,BX3751,366-BX3751),BY3751)","v":956},{"$f":"IF(BZ3751=SUMIF(GHA!$AQ$51:$AQ$90,CB3750,GHA!$BK$51:$BK$90),CB3750+1,CB3750)","v":6},1099,{"$f":"SUMIF(GHA!$AQ$51:$AQ$90,CB3751,GHA!$BJ$51:$BJ$90)","v":1072.8186159323079}]
[null,null,null,null,null,null,null,null,null,null,null,null,null,null,null,null,null,null,null,null,null,null,null,null,null,null,null,null,null,null,null,null,null,null,null,null,null,null,null,null,null,null,null,null,null,null,null,null,null,null,null,null,null,null,null,null,null,null,null,null,null,null,null,null,null,null,null,null,null,null,null,null,null,null,null,157,11,3755,{"$f":"OFFSET(GHA!$D$1,IF($CA$1,BX3757,366-BX3757),BY3757)","v":952},{"$f":"IF(BZ3757=SUMIF(GHA!$AQ$51:$AQ$90,CB3756,GHA!$BK$51:$BK$90),CB3756+1,CB3756)","v":6},1099,{"$f":"SUMIF(GHA!$AQ$51:$AQ$90,CB3757,GHA!$BJ$51:$BJ$90)","v":1072.8186159323079}]
[null,null,null,null,null,null,null,null,null,null,null,null,null,null,null,null,null,null,null,null,null,null,null,null,null,null,null,null,null,null,null,null,null,null,null,null,null,null,null,null,null,null,null,null,null,null,null,null,null,null,null,null,null,null,null,null,null,null,null,null,null,null,null,null,null,null,null,null,null,null,null,null,null,null,null,158,4,3772,{"$f":"OFFSET(GHA!$D$1,IF($CA$1,BX3774,366-BX3774),BY3774)","v":964},{"$f":"IF(BZ3774=SUMIF(GHA!$AQ$51:$AQ$90,CB3773,GHA!$BK$51:$BK$90),CB3773+1,CB3773)","v":6},1097,{"$f":"SUMIF(GHA!$AQ$51:$AQ$90,CB3774,GHA!$BJ$51:$BJ$90)","v":1072.8186159323079}]
[null,null,null,null,null,null,null,null,null,null,null,null,null,null,null,null,null,null,null,null,null,null,null,null,null,null,null,null,null,null,null,null,null,null,null,null,null,null,null,null,null,null,null,null,null,null,null,null,null,null,null,null,null,null,null,null,null,null,null,null,null,null,null,null,null,null,null,null,null,null,null,null,null,null,null,159,7,3799,{"$f":"OFFSET(GHA!$D$1,IF($CA$1,BX3801,366-BX3801),BY3801)","v":978},{"$f":"IF(BZ3801=SUMIF(GHA!$AQ$51:$AQ$90,CB3800,GHA!$BK$51:$BK$90),CB3800+1,CB3800)","v":6},1097,{"$f":"SUMIF(GHA!$AQ$51:$AQ$90,CB3801,GHA!$BJ$51:$BJ$90)","v":1072.8186159323079}]
[null,null,null,null,null,null,null,null,null,null,null,null,null,null,null,null,null,null,null,null,null,null,null,null,null,null,null,null,null,null,null,null,null,null,null,null,null,null,null,null,null,null,null,null,null,null,null,null,null,null,null,null,null,null,null,null,null,null,null,null,null,null,null,null,null,null,null,null,null,null,null,null,null,null,null,159,15,3807,{"$f":"OFFSET(GHA!$D$1,IF($CA$1,BX3809,366-BX3809),BY3809)","v":1159},{"$f":"IF(BZ3809=SUMIF(GHA!$AQ$51:$AQ$90,CB3808,GHA!$BK$51:$BK$90),CB3808+1,CB3808)","v":6},1096,{"$f":"SUMIF(GHA!$AQ$51:$AQ$90,CB3809,GHA!$BJ$51:$BJ$90)","v":1072.8186159323079}]
[null,null,null,null,null,null,null,null,null,null,null,null,null,null,null,null,null,null,null,null,null,null,null,null,null,null,null,null,null,null,null,null,null,null,null,null,null,null,null,null,null,null,null,null,null,null,null,null,null,null,null,null,null,null,null,null,null,null,null,null,null,null,null,null,null,null,null,null,null,null,null,null,null,null,null,160,8,3824,{"$f":"OFFSET(GHA!$D$1,IF($CA$1,BX3826,366-BX3826),BY3826)","v":1093},{"$f":"IF(BZ3826=SUMIF(GHA!$AQ$51:$AQ$90,CB3825,GHA!$BK$51:$BK$90),CB3825+1,CB3825)","v":6},1096,{"$f":"SUMIF(GHA!$AQ$51:$AQ$90,CB3826,GHA!$BJ$51:$BJ$90)","v":1072.8186159323079}]
[null,null,null,null,null,null,null,null,null,null,null,null,null,null,null,null,null,null,null,null,null,null,null,null,null,null,null,null,null,null,null,null,null,null,null,null,null,null,null,null,null,null,null,null,null,null,null,null,null,null,null,null,null,null,null,null,null,null,null,null,null,null,null,null,null,null,null,null,null,null,null,null,null,null,null,{"$f":"ROUNDDOWN((BZ3843-1)/24,0)+1","v":161},1,3841,{"$f":"OFFSET(GHA!$D$1,IF($CA$1,BX3843,366-BX3843),BY3843)","v":1016},{"$f":"IF(BZ3843=SUMIF(GHA!$AQ$51:$AQ$90,CB3842,GHA!$BK$51:$BK$90),CB3842+1,CB3842)","v":6},1095,{"$f":"SUMIF(GHA!$AQ$51:$AQ$90,CB3843,GHA!$BJ$51:$BJ$90)","v":1072.8186159323079}]
[null,null,null,null,null,null,null,null,null,null,null,null,null,null,null,null,null,null,null,null,null,null,null,null,null,null,null,null,null,null,null,null,null,null,null,null,null,null,null,null,null,null,null,null,null,null,null,null,null,null,null,null,null,null,null,null,null,null,null,null,null,null,null,null,null,null,null,null,null,null,null,null,null,null,null,162,{"$f":"BY3843","v":1},3865,{"$f":"OFFSET(GHA!$D$1,IF($CA$1,BX3867,366-BX3867),BY3867)","v":1109},{"$f":"IF(BZ3867=SUMIF(GHA!$AQ$51:$AQ$90,CB3866,GHA!$BK$51:$BK$90),CB3866+1,CB3866)","v":6},1094,{"$f":"SUMIF(GHA!$AQ$51:$AQ$90,CB3867,GHA!$BJ$51:$BJ$90)","v":1072.8186159323079}]
[null,null,null,null,null,null,null,null,null,null,null,null,null,null,null,null,null,null,null,null,null,null,null,null,null,null,null,null,null,null,null,null,null,null,null,null,null,null,null,null,null,null,null,null,null,null,null,null,null,null,null,null,null,null,null,null,null,null,null,null,null,null,null,null,null,null,null,null,null,null,null,null,null,null,null,162,12,3876,{"$f":"OFFSET(GHA!$D$1,IF($CA$1,BX3878,366-BX3878),BY3878)","v":1070},{"$f":"IF(BZ3878=SUMIF(GHA!$AQ$51:$AQ$90,CB3877,GHA!$BK$51:$BK$90),CB3877+1,CB3877)","v":6},1094,{"$f":"SUMIF(GHA!$AQ$51:$AQ$90,CB3878,GHA!$BJ$51:$BJ$90)","v":1072.8186159323079}]
[null,null,null,null,null,null,null,null,null,null,null,null,null,null,null,null,null,null,null,null,null,null,null,null,null,null,null,null,null,null,null,null,null,null,null,null,null,null,null,null,null,null,null,null,null,null,null,null,null,null,null,null,null,null,null,null,null,null,null,null,null,null,null,null,null,null,null,null,null,null,null,null,null,null,null,163,5,3893,{"$f":"OFFSET(GHA!$D$1,IF($CA$1,BX3895,366-BX3895),BY3895)","v":942},{"$f":"IF(BZ3895=SUMIF(GHA!$AQ$51:$AQ$90,CB3894,GHA!$BK$51:$BK$90),CB3894+1,CB3894)","v":6},1093,{"$f":"SUMIF(GHA!$AQ$51:$AQ$90,CB3895,GHA!$BJ$51:$BJ$90)","v":1072.8186159323079}]
[null,null,null,null,null,null,null,null,null,null,null,null,null,null,null,null,null,null,null,null,null,null,null,null,null,null,null,null,null,null,null,null,null,null,null,null,null,null,null,null,null,null,null,null,null,null,null,null,null,null,null,null,null,null,null,null,null,null,null,null,null,null,null,null,null,null,null,null,null,null,null,null,null,null,null,163,22,3910,{"$f":"OFFSET(GHA!$D$1,IF($CA$1,BX3912,366-BX3912),BY3912)","v":1156},{"$f":"IF(BZ3912=SUMIF(GHA!$AQ$51:$AQ$90,CB3911,GHA!$BK$51:$BK$90),CB3911+1,CB3911)","v":6},1093,{"$f":"SUMIF(GHA!$AQ$51:$AQ$90,CB3912,GHA!$BJ$51:$BJ$90)","v":1072.8186159323079}]
[null,null,null,null,null,null,null,null,null,null,null,null,null,null,null,null,null,null,null,null,null,null,null,null,null,null,null,null,null,null,null,null,null,null,null,null,null,null,null,null,null,null,null,null,null,null,null,null,null,null,null,null,null,null,null,null,null,null,null,null,null,null,null,null,null,null,null,null,null,null,null,null,null,null,null,164,20,3932,{"$f":"OFFSET(GHA!$D$1,IF($CA$1,BX3934,366-BX3934),BY3934)","v":1122},{"$f":"IF(BZ3934=SUMIF(GHA!$AQ$51:$AQ$90,CB3933,GHA!$BK$51:$BK$90),CB3933+1,CB3933)","v":6},1092,{"$f":"SUMIF(GHA!$AQ$51:$AQ$90,CB3934,GHA!$BJ$51:$BJ$90)","v":1072.8186159323079}]
[null,null,null,null,null,null,null,null,null,null,null,null,null,null,null,null,null,null,null,null,null,null,null,null,null,null,null,null,null,null,null,null,null,null,null,null,null,null,null,null,null,null,null,null,null,null,null,null,null,null,null,null,null,null,null,null,null,null,null,null,null,null,null,null,null,null,null,null,null,null,null,null,null,null,null,165,9,3945,{"$f":"OFFSET(GHA!$D$1,IF($CA$1,BX3947,366-BX3947),BY3947)","v":878},{"$f":"IF(BZ3947=SUMIF(GHA!$AQ$51:$AQ$90,CB3946,GHA!$BK$51:$BK$90),CB3946+1,CB3946)","v":6},1091,{"$f":"SUMIF(GHA!$AQ$51:$AQ$90,CB3947,GHA!$BJ$51:$BJ$90)","v":1072.8186159323079}]
[null,null,null,null,null,null,null,null,null,null,null,null,null,null,null,null,null,null,null,null,null,null,null,null,null,null,null,null,null,null,null,null,null,null,null,null,null,null,null,null,null,null,null,null,null,null,null,null,null,null,null,null,null,null,null,null,null,null,null,null,null,null,null,null,null,null,null,null,null,null,null,null,null,null,null,166,2,3962,{"$f":"OFFSET(GHA!$D$1,IF($CA$1,BX3964,366-BX3964),BY3964)","v":960},{"$f":"IF(BZ3964=SUMIF(GHA!$AQ$51:$AQ$90,CB3963,GHA!$BK$51:$BK$90),CB3963+1,CB3963)","v":6},1091,{"$f":"SUMIF(GHA!$AQ$51:$AQ$90,CB3964,GHA!$BJ$51:$BJ$90)","v":1072.8186159323079}]
[null,null,null,null,null,null,null,null,null,null,null,null,null,null,null,null,null,null,null,null,null,null,null,null,null,null,null,null,null,null,null,null,null,null,null,null,null,null,null,null,null,null,null,null,null,null,null,null,null,null,null,null,null,null,null,null,null,null,null,null,null,null,null,null,null,null,null,null,null,null,null,null,null,null,null,166,5,3965,{"$f":"OFFSET(GHA!$D$1,IF($CA$1,BX3967,366-BX3967),BY3967)","v":947},{"$f":"IF(BZ3967=SUMIF(GHA!$AQ$51:$AQ$90,CB3966,GHA!$BK$51:$BK$90),CB3966+1,CB3966)","v":6},1091,{"$f":"SUMIF(GHA!$AQ$51:$AQ$90,CB3967,GHA!$BJ$51:$BJ$90)","v":1072.8186159323079}]
[null,null,null,null,null,null,null,null,null,null,null,null,null,null,null,null,null,null,null,null,null,null,null,null,null,null,null,null,null,null,null,null,null,null,null,null,null,null,null,null,null,null,null,null,null,null,null,null,null,null,null,null,null,null,null,null,null,null,null,null,null,null,null,null,null,null,null,null,null,null,null,null,null,null,null,167,13,3997,{"$f":"OFFSET(GHA!$D$1,IF($CA$1,BX3999,366-BX3999),BY3999)","v":942},{"$f":"IF(BZ3999=SUMIF(GHA!$AQ$51:$AQ$90,CB3998,GHA!$BK$51:$BK$90),CB3998+1,CB3998)","v":6},1089.5,{"$f":"SUMIF(GHA!$AQ$51:$AQ$90,CB3999,GHA!$BJ$51:$BJ$90)","v":1072.8186159323079}]
[null,null,null,null,null,null,null,null,null,null,null,null,null,null,null,null,null,null,null,null,null,null,null,null,null,null,null,null,null,null,null,null,null,null,null,null,null,null,null,null,null,null,null,null,null,null,null,null,null,null,null,null,null,null,null,null,null,null,null,null,null,null,null,null,null,null,null,null,null,null,null,null,null,null,null,167,14,3998,{"$f":"OFFSET(GHA!$D$1,IF($CA$1,BX4000,366-BX4000),BY4000)","v":977},{"$f":"IF(BZ4000=SUMIF(GHA!$AQ$51:$AQ$90,CB3999,GHA!$BK$51:$BK$90),CB3999+1,CB3999)","v":6},1089,{"$f":"SUMIF(GHA!$AQ$51:$AQ$90,CB4000,GHA!$BJ$51:$BJ$90)","v":1072.8186159323079}]
[null,null,null,null,null,null,null,null,null,null,null,null,null,null,null,null,null,null,null,null,null,null,null,null,null,null,null,null,null,null,null,null,null,null,null,null,null,null,null,null,null,null,null,null,null,null,null,null,null,null,null,null,null,null,null,null,null,null,null,null,null,null,null,null,null,null,null,null,null,null,null,null,null,null,null,168,7,4015,{"$f":"OFFSET(GHA!$D$1,IF($CA$1,BX4017,366-BX4017),BY4017)","v":965},{"$f":"IF(BZ4017=SUMIF(GHA!$AQ$51:$AQ$90,CB4016,GHA!$BK$51:$BK$90),CB4016+1,CB4016)","v":6},1089,{"$f":"SUMIF(GHA!$AQ$51:$AQ$90,CB4017,GHA!$BJ$51:$BJ$90)","v":1072.8186159323079}]
[null,null,null,null,null,null,null,null,null,null,null,null,null,null,null,null,null,null,null,null,null,null,null,null,null,null,null,null,null,null,null,null,null,null,null,null,null,null,null,null,null,null,null,null,null,null,null,null,null,null,null,null,null,null,null,null,null,null,null,null,null,null,null,null,null,null,null,null,null,null,null,null,null,null,null,168,23,4031,{"$f":"OFFSET(GHA!$D$1,IF($CA$1,BX4033,366-BX4033),BY4033)","v":1131},{"$f":"IF(BZ4033=SUMIF(GHA!$AQ$51:$AQ$90,CB4032,GHA!$BK$51:$BK$90),CB4032+1,CB4032)","v":6},1088,{"$f":"SUMIF(GHA!$AQ$51:$AQ$90,CB4033,GHA!$BJ$51:$BJ$90)","v":1072.8186159323079}]
[null,null,null,null,null,null,null,null,null,null,null,null,null,null,null,null,null,null,null,null,null,null,null,null,null,null,null,null,null,null,null,null,null,null,null,null,null,null,null,null,null,null,null,null,null,null,null,null,null,null,null,null,null,null,null,null,null,null,null,null,null,null,null,null,null,null,null,null,null,null,null,null,null,null,null,169,18,4050,{"$f":"OFFSET(GHA!$D$1,IF($CA$1,BX4052,366-BX4052),BY4052)","v":1094},{"$f":"IF(BZ4052=SUMIF(GHA!$AQ$51:$AQ$90,CB4051,GHA!$BK$51:$BK$90),CB4051+1,CB4051)","v":7},1088,{"$f":"SUMIF(GHA!$AQ$51:$AQ$90,CB4052,GHA!$BJ$51:$BJ$90)","v":1053.8373123810941}]
[null,null,null,null,null,null,null,null,null,null,null,null,null,null,null,null,null,null,null,null,null,null,null,null,null,null,null,null,null,null,null,null,null,null,null,null,null,null,null,null,null,null,null,null,null,null,null,null,null,null,null,null,null,null,null,null,null,null,null,null,null,null,null,null,null,null,null,null,null,null,null,null,null,null,null,170,11,4067,{"$f":"OFFSET(GHA!$D$1,IF($CA$1,BX4069,366-BX4069),BY4069)","v":1141},{"$f":"IF(BZ4069=SUMIF(GHA!$AQ$51:$AQ$90,CB4068,GHA!$BK$51:$BK$90),CB4068+1,CB4068)","v":7},1087,{"$f":"SUMIF(GHA!$AQ$51:$AQ$90,CB4069,GHA!$BJ$51:$BJ$90)","v":1053.8373123810941}]
[null,null,null,null,null,null,null,null,null,null,null,null,null,null,null,null,null,null,null,null,null,null,null,null,null,null,null,null,null,null,null,null,null,null,null,null,null,null,null,null,null,null,null,null,null,null,null,null,null,null,null,null,null,null,null,null,null,null,null,null,null,null,null,null,null,null,null,null,null,null,null,null,null,null,null,171,4,4084,{"$f":"OFFSET(GHA!$D$1,IF($CA$1,BX4086,366-BX4086),BY4086)","v":928},{"$f":"IF(BZ4086=SUMIF(GHA!$AQ$51:$AQ$90,CB4085,GHA!$BK$51:$BK$90),CB4085+1,CB4085)","v":7},1086,{"$f":"SUMIF(GHA!$AQ$51:$AQ$90,CB4086,GHA!$BJ$51:$BJ$90)","v":1053.8373123810941}]
[null,null,null,null,null,null,null,null,null,null,null,null,null,null,null,null,null,null,null,null,null,null,null,null,null,null,null,null,null,null,null,null,null,null,null,null,null,null,null,null,null,null,null,null,null,null,null,null,null,null,null,null,null,null,null,null,null,null,null,null,null,null,null,null,null,null,null,null,null,null,null,null,null,null,null,171,18,{"$f":"BZ4099+1","v":4098},{"$f":"OFFSET(GHA!$D$1,IF($CA$1,BX4100,366-BX4100),BY4100)","v":1032},{"$f":"IF(BZ4100=SUMIF(GHA!$AQ$51:$AQ$90,CB4099,GHA!$BK$51:$BK$90),CB4099+1,CB4099)","v":7},1086,{"$f":"SUMIF(GHA!$AQ$51:$AQ$90,CB4100,GHA!$BJ$51:$BJ$90)","v":1053.8373123810941}]
[null,null,null,null,null,null,null,null,null,null,null,null,null,null,null,null,null,null,null,null,null,null,null,null,null,null,null,null,null,null,null,null,null,null,null,null,null,null,null,null,null,null,null,null,null,null,null,null,null,null,null,null,null,null,null,null,null,null,null,null,null,null,null,null,null,null,null,null,null,null,null,null,null,null,null,172,15,4119,{"$f":"OFFSET(GHA!$D$1,IF($CA$1,BX4121,366-BX4121),BY4121)","v":877},{"$f":"IF(BZ4121=SUMIF(GHA!$AQ$51:$AQ$90,CB4120,GHA!$BK$51:$BK$90),CB4120+1,CB4120)","v":7},1085,{"$f":"SUMIF(GHA!$AQ$51:$AQ$90,CB4121,GHA!$BJ$51:$BJ$90)","v":1053.8373123810941}]
[null,null,null,null,null,null,null,null,null,null,null,null,null,null,null,null,null,null,null,null,null,null,null,null,null,null,null,null,null,null,null,null,null,null,null,null,null,null,null,null,null,null,null,null,null,null,null,null,null,null,null,null,null,null,null,null,null,null,null,null,null,null,null,null,null,null,null,null,null,null,null,null,null,null,null,173,8,4136,{"$f":"OFFSET(GHA!$D$1,IF($CA$1,BX4138,366-BX4138),BY4138)","v":1041},{"$f":"IF(BZ4138=SUMIF(GHA!$AQ$51:$AQ$90,CB4137,GHA!$BK$51:$BK$90),CB4137+1,CB4137)","v":7},1084,{"$f":"SUMIF(GHA!$AQ$51:$AQ$90,CB4138,GHA!$BJ$51:$BJ$90)","v":1053.8373123810941}]
[null,null,null,null,null,null,null,null,null,null,null,null,null,null,null,null,null,null,null,null,null,null,null,null,null,null,null,null,null,null,null,null,null,null,null,null,null,null,null,null,null,null,null,null,null,null,null,null,null,null,null,null,null,null,null,null,null,null,null,null,null,null,null,null,null,null,null,null,null,null,null,null,null,null,null,173,20,4148,{"$f":"OFFSET(GHA!$D$1,IF($CA$1,BX4150,366-BX4150),BY4150)","v":1276},{"$f":"IF(BZ4150=SUMIF(GHA!$AQ$51:$AQ$90,CB4149,GHA!$BK$51:$BK$90),CB4149+1,CB4149)","v":7},1084,{"$f":"SUMIF(GHA!$AQ$51:$AQ$90,CB4150,GHA!$BJ$51:$BJ$90)","v":1053.8373123810941}]
[null,null,null,null,null,null,null,null,null,null,null,null,null,null,null,null,null,null,null,null,null,null,null,null,null,null,null,null,null,null,null,null,null,null,null,null,null,null,null,null,null,null,null,null,null,null,null,null,null,null,null,null,null,null,null,null,null,null,null,null,null,null,null,null,null,null,null,null,null,null,null,null,null,null,null,174,19,4171,{"$f":"OFFSET(GHA!$D$1,IF($CA$1,BX4173,366-BX4173),BY4173)","v":1293},{"$f":"IF(BZ4173=SUMIF(GHA!$AQ$51:$AQ$90,CB4172,GHA!$BK$51:$BK$90),CB4172+1,CB4172)","v":7},1083,{"$f":"SUMIF(GHA!$AQ$51:$AQ$90,CB4173,GHA!$BJ$51:$BJ$90)","v":1053.8373123810941}]
[null,null,null,null,null,null,null,null,null,null,null,null,null,null,null,null,null,null,null,null,null,null,null,null,null,null,null,null,null,null,null,null,null,null,null,null,null,null,null,null,null,null,null,null,null,null,null,null,null,null,null,null,null,null,null,null,null,null,null,null,null,null,null,null,null,null,null,null,null,null,null,null,null,null,null,175,12,4188,{"$f":"OFFSET(GHA!$D$1,IF($CA$1,BX4190,366-BX4190),BY4190)","v":1051},{"$f":"IF(BZ4190=SUMIF(GHA!$AQ$51:$AQ$90,CB4189,GHA!$BK$51:$BK$90),CB4189+1,CB4189)","v":7},1082,{"$f":"SUMIF(GHA!$AQ$51:$AQ$90,CB4190,GHA!$BJ$51:$BJ$90)","v":1053.8373123810941}]
[null,null,null,null,null,null,null,null,null,null,null,null,null,null,null,null,null,null,null,null,null,null,null,null,null,null,null,null,null,null,null,null,null,null,null,null,null,null,null,null,null,null,null,null,null,null,null,null,null,null,null,null,null,null,null,null,null,null,null,null,null,null,null,null,null,null,null,null,null,null,null,null,null,null,null,176,5,4205,{"$f":"OFFSET(GHA!$D$1,IF($CA$1,BX4207,366-BX4207),BY4207)","v":1000},{"$f":"IF(BZ4207=SUMIF(GHA!$AQ$51:$AQ$90,CB4206,GHA!$BK$51:$BK$90),CB4206+1,CB4206)","v":7},1082,{"$f":"SUMIF(GHA!$AQ$51:$AQ$90,CB4207,GHA!$BJ$51:$BJ$90)","v":1053.8373123810941}]
[null,null,null,null,null,null,null,null,null,null,null,null,null,null,null,null,null,null,null,null,null,null,null,null,null,null,null,null,null,null,null,null,null,null,null,null,null,null,null,null,null,null,null,null,null,null,null,null,null,null,null,null,null,null,null,null,null,null,null,null,null,null,null,null,null,null,null,null,null,null,null,null,null,null,null,176,15,4215,{"$f":"OFFSET(GHA!$D$1,IF($CA$1,BX4217,366-BX4217),BY4217)","v":1046},{"$f":"IF(BZ4217=SUMIF(GHA!$AQ$51:$AQ$90,CB4216,GHA!$BK$51:$BK$90),CB4216+1,CB4216)","v":7},1082,{"$f":"SUMIF(GHA!$AQ$51:$AQ$90,CB4217,GHA!$BJ$51:$BJ$90)","v":1053.8373123810941}]
[null,null,null,null,null,null,null,null,null,null,null,null,null,null,null,null,null,null,null,null,null,null,null,null,null,null,null,null,null,null,null,null,null,null,null,null,null,null,null,null,null,null,null,null,null,null,null,null,null,null,null,null,null,null,null,null,null,null,null,null,null,null,null,null,null,null,null,null,null,null,null,null,null,null,null,177,16,4240,{"$f":"OFFSET(GHA!$D$1,IF($CA$1,BX4242,366-BX4242),BY4242)","v":1036},{"$f":"IF(BZ4242=SUMIF(GHA!$AQ$51:$AQ$90,CB4241,GHA!$BK$51:$BK$90),CB4241+1,CB4241)","v":7},1081,{"$f":"SUMIF(GHA!$AQ$51:$AQ$90,CB4242,GHA!$BJ$51:$BJ$90)","v":1053.8373123810941}]
[null,null,null,null,null,null,null,null,null,null,null,null,null,null,null,null,null,null,null,null,null,null,null,null,null,null,null,null,null,null,null,null,null,null,null,null,null,null,null,null,null,null,null,null,null,null,null,null,null,null,null,null,null,null,null,null,null,null,null,null,null,null,null,null,null,null,null,null,null,null,null,null,null,null,null,178,9,4257,{"$f":"OFFSET(GHA!$D$1,IF($CA$1,BX4259,366-BX4259),BY4259)","v":895},{"$f":"IF(BZ4259=SUMIF(GHA!$AQ$51:$AQ$90,CB4258,GHA!$BK$51:$BK$90),CB4258+1,CB4258)","v":7},1080,{"$f":"SUMIF(GHA!$AQ$51:$AQ$90,CB4259,GHA!$BJ$51:$BJ$90)","v":1053.8373123810941}]
[null,null,null,null,null,null,null,null,null,null,null,null,null,null,null,null,null,null,null,null,null,null,null,null,null,null,null,null,null,null,null,null,null,null,null,null,null,null,null,null,null,null,null,null,null,null,null,null,null,null,null,null,null,null,null,null,null,null,null,null,null,null,null,null,null,null,null,null,null,null,null,null,null,null,null,178,17,4265,{"$f":"OFFSET(GHA!$D$1,IF($CA$1,BX4267,366-BX4267),BY4267)","v":954},{"$f":"IF(BZ4267=SUMIF(GHA!$AQ$51:$AQ$90,CB4266,GHA!$BK$51:$BK$90),CB4266+1,CB4266)","v":7},1080,{"$f":"SUMIF(GHA!$AQ$51:$AQ$90,CB4267,GHA!$BJ$51:$BJ$90)","v":1053.8373123810941}]
[null,null,null,null,null,null,null,null,null,null,null,null,null,null,null,null,null,null,null,null,null,null,null,null,null,null,null,null,null,null,null,null,null,null,null,null,null,null,null,null,null,null,null,null,null,null,null,null,null,null,null,null,null,null,null,null,null,null,null,null,null,null,null,null,null,null,null,null,null,null,null,null,null,null,null,179,4,4276,{"$f":"OFFSET(GHA!$D$1,IF($CA$1,BX4278,366-BX4278),BY4278)","v":892},{"$f":"IF(BZ4278=SUMIF(GHA!$AQ$51:$AQ$90,CB4277,GHA!$BK$51:$BK$90),CB4277+1,CB4277)","v":7},1080,{"$f":"SUMIF(GHA!$AQ$51:$AQ$90,CB4278,GHA!$BJ$51:$BJ$90)","v":1053.8373123810941}]
[null,null,null,null,null,null,null,null,null,null,null,null,null,null,null,null,null,null,null,null,null,null,null,null,null,null,null,null,null,null,null,null,null,null,null,null,null,null,null,null,null,null,null,null,null,null,null,null,null,null,null,null,null,null,null,null,null,null,null,null,null,null,null,null,null,null,null,null,null,null,null,null,null,null,null,179,21,4293,{"$f":"OFFSET(GHA!$D$1,IF($CA$1,BX4295,366-BX4295),BY4295)","v":1077},{"$f":"IF(BZ4295=SUMIF(GHA!$AQ$51:$AQ$90,CB4294,GHA!$BK$51:$BK$90),CB4294+1,CB4294)","v":7},1079,{"$f":"SUMIF(GHA!$AQ$51:$AQ$90,CB4295,GHA!$BJ$51:$BJ$90)","v":1053.8373123810941}]
[null,null,null,null,null,null,null,null,null,null,null,null,null,null,null,null,null,null,null,null,null,null,null,null,null,null,null,null,null,null,null,null,null,null,null,null,null,null,null,null,null,null,null,null,null,null,null,null,null,null,null,null,null,null,null,null,null,null,null,null,null,null,null,null,null,null,null,null,null,null,null,null,null,null,null,180,14,4310,{"$f":"OFFSET(GHA!$D$1,IF($CA$1,BX4312,366-BX4312),BY4312)","v":1019},{"$f":"IF(BZ4312=SUMIF(GHA!$AQ$51:$AQ$90,CB4311,GHA!$BK$51:$BK$90),CB4311+1,CB4311)","v":7},1078,{"$f":"SUMIF(GHA!$AQ$51:$AQ$90,CB4312,GHA!$BJ$51:$BJ$90)","v":1053.8373123810941}]
[null,null,null,null,null,null,null,null,null,null,null,null,null,null,null,null,null,null,null,null,null,null,null,null,null,null,null,null,null,null,null,null,null,null,null,null,null,null,null,null,null,null,null,null,null,null,null,null,null,null,null,null,null,null,null,null,null,null,null,null,null,null,null,null,null,null,null,null,null,null,null,null,null,null,null,181,11,4331,{"$f":"OFFSET(GHA!$D$1,IF($CA$1,BX4333,366-BX4333),BY4333)","v":950},{"$f":"IF(BZ4333=SUMIF(GHA!$AQ$51:$AQ$90,CB4332,GHA!$BK$51:$BK$90),CB4332+1,CB4332)","v":7},1078,{"$f":"SUMIF(GHA!$AQ$51:$AQ$90,CB4333,GHA!$BJ$51:$BJ$90)","v":1053.8373123810941}]
[null,null,null,null,null,null,null,null,null,null,null,null,null,null,null,null,null,null,null,null,null,null,null,null,null,null,null,null,null,null,null,null,null,null,null,null,null,null,null,null,null,null,null,null,null,null,null,null,null,null,null,null,null,null,null,null,null,null,null,null,null,null,null,null,null,null,null,null,null,null,null,null,null,null,null,182,1,4345,{"$f":"OFFSET(GHA!$D$1,IF($CA$1,BX4347,366-BX4347),BY4347)","v":907},{"$f":"IF(BZ4347=SUMIF(GHA!$AQ$51:$AQ$90,CB4346,GHA!$BK$51:$BK$90),CB4346+1,CB4346)","v":7},1077,{"$f":"SUMIF(GHA!$AQ$51:$AQ$90,CB4347,GHA!$BJ$51:$BJ$90)","v":1053.8373123810941}]
[null,null,null,null,null,null,null,null,null,null,null,null,null,null,null,null,null,null,null,null,null,null,null,null,null,null,null,null,null,null,null,null,null,null,null,null,null,null,null,null,null,null,null,null,null,null,null,null,null,null,null,null,null,null,null,null,null,null,null,null,null,null,null,null,null,null,null,null,null,null,null,null,null,null,null,182,18,4362,{"$f":"OFFSET(GHA!$D$1,IF($CA$1,BX4364,366-BX4364),BY4364)","v":918},{"$f":"IF(BZ4364=SUMIF(GHA!$AQ$51:$AQ$90,CB4363,GHA!$BK$51:$BK$90),CB4363+1,CB4363)","v":7},1077,{"$f":"SUMIF(GHA!$AQ$51:$AQ$90,CB4364,GHA!$BJ$51:$BJ$90)","v":1053.8373123810941}]
[null,null,null,null,null,null,null,null,null,null,null,null,null,null,null,null,null,null,null,null,null,null,null,null,null,null,null,null,null,null,null,null,null,null,null,null,null,null,null,null,null,null,null,null,null,null,null,null,null,null,null,null,null,null,null,null,null,null,null,null,null,null,null,null,null,null,null,null,null,null,null,null,null,null,null,183,11,4379,{"$f":"OFFSET(GHA!$D$1,IF($CA$1,BX4381,366-BX4381),BY4381)","v":1077},{"$f":"IF(BZ4381=SUMIF(GHA!$AQ$51:$AQ$90,CB4380,GHA!$BK$51:$BK$90),CB4380+1,CB4380)","v":7},1076,{"$f":"SUMIF(GHA!$AQ$51:$AQ$90,CB4381,GHA!$BJ$51:$BJ$90)","v":1053.8373123810941}]
[null,null,null,null,null,null,null,null,null,null,null,null,null,null,null,null,null,null,null,null,null,null,null,null,null,null,null,null,null,null,null,null,null,null,null,null,null,null,null,null,null,null,null,null,null,null,null,null,null,null,null,null,null,null,null,null,null,null,null,null,null,null,null,null,null,null,null,null,null,null,null,null,null,null,null,184,6,4398,{"$f":"OFFSET(GHA!$D$1,IF($CA$1,BX4400,366-BX4400),BY4400)","v":1039},{"$f":"IF(BZ4400=SUMIF(GHA!$AQ$51:$AQ$90,CB4399,GHA!$BK$51:$BK$90),CB4399+1,CB4399)","v":7},1076,{"$f":"SUMIF(GHA!$AQ$51:$AQ$90,CB4400,GHA!$BJ$51:$BJ$90)","v":1053.8373123810941}]
[null,null,null,null,null,null,null,null,null,null,null,null,null,null,null,null,null,null,null,null,null,null,null,null,null,null,null,null,null,null,null,null,null,null,null,null,null,null,null,null,null,null,null,null,null,null,null,null,null,null,null,null,null,null,null,null,null,null,null,null,null,null,null,null,null,null,null,null,null,null,null,null,null,null,null,184,22,4414,{"$f":"OFFSET(GHA!$D$1,IF($CA$1,BX4416,366-BX4416),BY4416)","v":1219},{"$f":"IF(BZ4416=SUMIF(GHA!$AQ$51:$AQ$90,CB4415,GHA!$BK$51:$BK$90),CB4415+1,CB4415)","v":7},1075,{"$f":"SUMIF(GHA!$AQ$51:$AQ$90,CB4416,GHA!$BJ$51:$BJ$90)","v":1053.8373123810941}]
[null,null,null,null,null,null,null,null,null,null,null,null,null,null,null,null,null,null,null,null,null,null,null,null,null,null,null,null,null,null,null,null,null,null,null,null,null,null,null,null,null,null,null,null,null,null,null,null,null,null,null,null,null,null,null,null,null,null,null,null,null,null,null,null,null,null,null,null,null,null,null,null,null,null,null,185,15,4431,{"$f":"OFFSET(GHA!$D$1,IF($CA$1,BX4433,366-BX4433),BY4433)","v":968},{"$f":"IF(BZ4433=SUMIF(GHA!$AQ$51:$AQ$90,CB4432,GHA!$BK$51:$BK$90),CB4432+1,CB4432)","v":7},1075,{"$f":"SUMIF(GHA!$AQ$51:$AQ$90,CB4433,GHA!$BJ$51:$BJ$90)","v":1053.8373123810941}]
[null,null,null,null,null,null,null,null,null,null,null,null,null,null,null,null,null,null,null,null,null,null,null,null,null,null,null,null,null,null,null,null,null,null,null,null,null,null,null,null,null,null,null,null,null,null,null,null,null,null,null,null,null,null,null,null,null,null,null,null,null,null,null,null,null,null,null,null,null,null,null,null,null,null,null,186,8,4448,{"$f":"OFFSET(GHA!$D$1,IF($CA$1,BX4450,366-BX4450),BY4450)","v":934},{"$f":"IF(BZ4450=SUMIF(GHA!$AQ$51:$AQ$90,CB4449,GHA!$BK$51:$BK$90),CB4449+1,CB4449)","v":7},1074,{"$f":"SUMIF(GHA!$AQ$51:$AQ$90,CB4450,GHA!$BJ$51:$BJ$90)","v":1053.8373123810941}]
[null,null,null,null,null,null,null,null,null,null,null,null,null,null,null,null,null,null,null,null,null,null,null,null,null,null,null,null,null,null,null,null,null,null,null,null,null,null,null,null,null,null,null,null,null,null,null,null,null,null,null,null,null,null,null,null,null,null,null,null,null,null,null,null,null,null,null,null,null,null,null,null,null,null,null,187,2,4466,{"$f":"OFFSET(GHA!$D$1,IF($CA$1,BX4468,366-BX4468),BY4468)","v":903},{"$f":"IF(BZ4468=SUMIF(GHA!$AQ$51:$AQ$90,CB4467,GHA!$BK$51:$BK$90),CB4467+1,CB4467)","v":7},1074,{"$f":"SUMIF(GHA!$AQ$51:$AQ$90,CB4468,GHA!$BJ$51:$BJ$90)","v":1053.8373123810941}]
[null,null,null,null,null,null,null,null,null,null,null,null,null,null,null,null,null,null,null,null,null,null,null,null,null,null,null,null,null,null,null,null,null,null,null,null,null,null,null,null,null,null,null,null,null,null,null,null,null,null,null,null,null,null,null,null,null,null,null,null,null,null,null,null,null,null,null,null,null,null,null,null,null,null,null,187,19,4483,{"$f":"OFFSET(GHA!$D$1,IF($CA$1,BX4485,366-BX4485),BY4485)","v":1213},{"$f":"IF(BZ4485=SUMIF(GHA!$AQ$51:$AQ$90,CB4484,GHA!$BK$51:$BK$90),CB4484+1,CB4484)","v":7},1073,{"$f":"SUMIF(GHA!$AQ$51:$AQ$90,CB4485,GHA!$BJ$51:$BJ$90)","v":1053.8373123810941}]
[null,null,null,null,null,null,null,null,null,null,null,null,null,null,null,null,null,null,null,null,null,null,null,null,null,null,null,null,null,null,null,null,null,null,null,null,null,null,null,null,null,null,null,null,null,null,null,null,null,null,null,null,null,null,null,null,null,null,null,null,null,null,null,null,null,null,null,null,null,null,null,null,null,null,null,188,12,4500,{"$f":"OFFSET(GHA!$D$1,IF($CA$1,BX4502,366-BX4502),BY4502)","v":1089},{"$f":"IF(BZ4502=SUMIF(GHA!$AQ$51:$AQ$90,CB4501,GHA!$BK$51:$BK$90),CB4501+1,CB4501)","v":7},1073,{"$f":"SUMIF(GHA!$AQ$51:$AQ$90,CB4502,GHA!$BJ$51:$BJ$90)","v":1053.8373123810941}]
[null,null,null,null,null,null,null,null,null,null,null,null,null,null,null,null,null,null,null,null,null,null,null,null,null,null,null,null,null,null,null,null,null,null,null,null,null,null,null,null,null,null,null,null,null,null,null,null,null,null,null,null,null,null,null,null,null,null,null,null,null,null,null,null,null,null,null,null,null,null,null,null,null,null,null,189,2,4514,{"$f":"OFFSET(GHA!$D$1,IF($CA$1,BX4516,366-BX4516),BY4516)","v":963},{"$f":"IF(BZ4516=SUMIF(GHA!$AQ$51:$AQ$90,CB4515,GHA!$BK$51:$BK$90),CB4515+1,CB4515)","v":7},1072,{"$f":"SUMIF(GHA!$AQ$51:$AQ$90,CB4516,GHA!$BJ$51:$BJ$90)","v":1053.8373123810941}]
[null,null,null,null,null,null,null,null,null,null,null,null,null,null,null,null,null,null,null,null,null,null,null,null,null,null,null,null,null,null,null,null,null,null,null,null,null,null,null,null,null,null,null,null,null,null,null,null,null,null,null,null,null,null,null,null,null,null,null,null,null,null,null,null,null,null,null,null,null,null,null,null,null,null,null,189,7,4519,{"$f":"OFFSET(GHA!$D$1,IF($CA$1,BX4521,366-BX4521),BY4521)","v":969},{"$f":"IF(BZ4521=SUMIF(GHA!$AQ$51:$AQ$90,CB4520,GHA!$BK$51:$BK$90),CB4520+1,CB4520)","v":7},1072,{"$f":"SUMIF(GHA!$AQ$51:$AQ$90,CB4521,GHA!$BJ$51:$BJ$90)","v":1053.8373123810941}]
[null,null,null,null,null,null,null,null,null,null,null,null,null,null,null,null,null,null,null,null,null,null,null,null,null,null,null,null,null,null,null,null,null,null,null,null,null,null,null,null,null,null,null,null,null,null,null,null,null,null,null,null,null,null,null,null,null,null,null,null,null,null,null,null,null,null,null,null,null,null,null,null,null,null,null,189,24,4536,{"$f":"OFFSET(GHA!$D$1,IF($CA$1,BX4538,366-BX4538),BY4538)","v":969},{"$f":"IF(BZ4538=SUMIF(GHA!$AQ$51:$AQ$90,CB4537,GHA!$BK$51:$BK$90),CB4537+1,CB4537)","v":7},1072,{"$f":"SUMIF(GHA!$AQ$51:$AQ$90,CB4538,GHA!$BJ$51:$BJ$90)","v":1053.8373123810941}]
[null,null,null,null,null,null,null,null,null,null,null,null,null,null,null,null,null,null,null,null,null,null,null,null,null,null,null,null,null,null,null,null,null,null,null,null,null,null,null,null,null,null,null,null,null,null,null,null,null,null,null,null,null,null,null,null,null,null,null,null,null,null,null,null,null,null,null,null,null,null,null,null,null,null,null,191,5,4565,{"$f":"OFFSET(GHA!$D$1,IF($CA$1,BX4567,366-BX4567),BY4567)","v":839},{"$f":"IF(BZ4567=SUMIF(GHA!$AQ$51:$AQ$90,CB4566,GHA!$BK$51:$BK$90),CB4566+1,CB4566)","v":7},1071,{"$f":"SUMIF(GHA!$AQ$51:$AQ$90,CB4567,GHA!$BJ$51:$BJ$90)","v":1053.8373123810941}]
[null,null,null,null,null,null,null,null,null,null,null,null,null,null,null,null,null,null,null,null,null,null,null,null,null,null,null,null,null,null,null,null,null,null,null,null,null,null,null,null,null,null,null,null,null,null,null,null,null,null,null,null,null,null,null,null,null,null,null,null,null,null,null,null,null,null,null,null,null,null,null,null,null,null,null,191,11,4571,{"$f":"OFFSET(GHA!$D$1,IF($CA$1,BX4573,366-BX4573),BY4573)","v":997},{"$f":"IF(BZ4573=SUMIF(GHA!$AQ$51:$AQ$90,CB4572,GHA!$BK$51:$BK$90),CB4572+1,CB4572)","v":7},1071,{"$f":"SUMIF(GHA!$AQ$51:$AQ$90,CB4573,GHA!$BJ$51:$BJ$90)","v":1053.8373123810941}]
[null,null,null,null,null,null,null,null,null,null,null,null,null,null,null,null,null,null,null,null,null,null,null,null,null,null,null,null,null,null,null,null,null,null,null,null,null,null,null,null,null,null,null,null,null,null,null,null,null,null,null,null,null,null,null,null,null,null,null,null,null,null,null,null,null,null,null,null,null,null,null,null,null,null,null,192,4,4588,{"$f":"OFFSET(GHA!$D$1,IF($CA$1,BX4590,366-BX4590),BY4590)","v":881},{"$f":"IF(BZ4590=SUMIF(GHA!$AQ$51:$AQ$90,CB4589,GHA!$BK$51:$BK$90),CB4589+1,CB4589)","v":7},1070,{"$f":"SUMIF(GHA!$AQ$51:$AQ$90,CB4590,GHA!$BJ$51:$BJ$90)","v":1053.8373123810941}]
[null,null,null,null,null,null,null,null,null,null,null,null,null,null,null,null,null,null,null,null,null,null,null,null,null,null,null,null,null,null,null,null,null,null,null,null,null,null,null,null,null,null,null,null,null,null,null,null,null,null,null,null,null,null,null,null,null,null,null,null,null,null,null,null,null,null,null,null,null,null,null,null,null,null,null,192,21,4605,{"$f":"OFFSET(GHA!$D$1,IF($CA$1,BX4607,366-BX4607),BY4607)","v":1167},{"$f":"IF(BZ4607=SUMIF(GHA!$AQ$51:$AQ$90,CB4606,GHA!$BK$51:$BK$90),CB4606+1,CB4606)","v":7},1070,{"$f":"SUMIF(GHA!$AQ$51:$AQ$90,CB4607,GHA!$BJ$51:$BJ$90)","v":1053.8373123810941}]
[null,null,null,null,null,null,null,null,null,null,null,null,null,null,null,null,null,null,null,null,null,null,null,null,null,null,null,null,null,null,null,null,null,null,null,null,null,null,null,null,null,null,null,null,null,null,null,null,null,null,null,null,null,null,null,null,null,null,null,null,null,null,null,null,null,null,null,null,null,null,null,null,null,null,null,193,23,4631,{"$f":"OFFSET(GHA!$D$1,IF($CA$1,BX4633,366-BX4633),BY4633)","v":987},{"$f":"IF(BZ4633=SUMIF(GHA!$AQ$51:$AQ$90,CB4632,GHA!$BK$51:$BK$90),CB4632+1,CB4632)","v":7},1069,{"$f":"SUMIF(GHA!$AQ$51:$AQ$90,CB4633,GHA!$BJ$51:$BJ$90)","v":1053.8373123810941}]
[null,null,null,null,null,null,null,null,null,null,null,null,null,null,null,null,null,null,null,null,null,null,null,null,null,null,null,null,null,null,null,null,null,null,null,null,null,null,null,null,null,null,null,null,null,null,null,null,null,null,null,null,null,null,null,null,null,null,null,null,null,null,null,null,null,null,null,null,null,null,null,null,null,null,null,194,8,4640,{"$f":"OFFSET(GHA!$D$1,IF($CA$1,BX4642,366-BX4642),BY4642)","v":961},{"$f":"IF(BZ4642=SUMIF(GHA!$AQ$51:$AQ$90,CB4641,GHA!$BK$51:$BK$90),CB4641+1,CB4641)","v":7},1068,{"$f":"SUMIF(GHA!$AQ$51:$AQ$90,CB4642,GHA!$BJ$51:$BJ$90)","v":1053.8373123810941}]
[null,null,null,null,null,null,null,null,null,null,null,null,null,null,null,null,null,null,null,null,null,null,null,null,null,null,null,null,null,null,null,null,null,null,null,null,null,null,null,null,null,null,null,null,null,null,null,null,null,null,null,null,null,null,null,null,null,null,null,null,null,null,null,null,null,null,null,null,null,null,null,null,null,null,null,195,1,4657,{"$f":"OFFSET(GHA!$D$1,IF($CA$1,BX4659,366-BX4659),BY4659)","v":961},{"$f":"IF(BZ4659=SUMIF(GHA!$AQ$51:$AQ$90,CB4658,GHA!$BK$51:$BK$90),CB4658+1,CB4658)","v":7},1068,{"$f":"SUMIF(GHA!$AQ$51:$AQ$90,CB4659,GHA!$BJ$51:$BJ$90)","v":1053.8373123810941}]
[null,null,null,null,null,null,null,null,null,null,null,null,null,null,null,null,null,null,null,null,null,null,null,null,null,null,null,null,null,null,null,null,null,null,null,null,null,null,null,null,null,null,null,null,null,null,null,null,null,null,null,null,null,null,null,null,null,null,null,null,null,null,null,null,null,null,null,null,null,null,null,null,null,null,null,195,18,{"$f":"BZ4675+1","v":4674},{"$f":"OFFSET(GHA!$D$1,IF($CA$1,BX4676,366-BX4676),BY4676)","v":1008},{"$f":"IF(BZ4676=SUMIF(GHA!$AQ$51:$AQ$90,CB4675,GHA!$BK$51:$BK$90),CB4675+1,CB4675)","v":7},1067,{"$f":"SUMIF(GHA!$AQ$51:$AQ$90,CB4676,GHA!$BJ$51:$BJ$90)","v":1053.8373123810941}]
[null,null,null,null,null,null,null,null,null,null,null,null,null,null,null,null,null,null,null,null,null,null,null,null,null,null,null,null,null,null,null,null,null,null,null,null,null,null,null,null,null,null,null,null,null,null,null,null,null,null,null,null,null,null,null,null,null,null,null,null,null,null,null,null,null,null,null,null,null,null,null,null,null,null,null,196,1,4681,{"$f":"OFFSET(GHA!$D$1,IF($CA$1,BX4683,366-BX4683),BY4683)","v":931},{"$f":"IF(BZ4683=SUMIF(GHA!$AQ$51:$AQ$90,CB4682,GHA!$BK$51:$BK$90),CB4682+1,CB4682)","v":7},1067,{"$f":"SUMIF(GHA!$AQ$51:$AQ$90,CB4683,GHA!$BJ$51:$BJ$90)","v":1053.8373123810941}]
[null,null,null,null,null,null,null,null,null,null,null,null,null,null,null,null,null,null,null,null,null,null,null,null,null,null,null,null,null,null,null,null,null,null,null,null,null,null,null,null,null,null,null,null,null,null,null,null,null,null,null,null,null,null,null,null,null,null,null,null,null,null,null,null,null,null,null,null,null,null,null,null,null,null,null,197,5,4709,{"$f":"OFFSET(GHA!$D$1,IF($CA$1,BX4711,366-BX4711),BY4711)","v":975},{"$f":"IF(BZ4711=SUMIF(GHA!$AQ$51:$AQ$90,CB4710,GHA!$BK$51:$BK$90),CB4710+1,CB4710)","v":7},1066,{"$f":"SUMIF(GHA!$AQ$51:$AQ$90,CB4711,GHA!$BJ$51:$BJ$90)","v":1053.8373123810941}]
[null,null,null,null,null,null,null,null,null,null,null,null,null,null,null,null,null,null,null,null,null,null,null,null,null,null,null,null,null,null,null,null,null,null,null,null,null,null,null,null,null,null,null,null,null,null,null,null,null,null,null,null,null,null,null,null,null,null,null,null,null,null,null,null,null,null,null,null,null,null,null,null,null,null,null,197,22,4726,{"$f":"OFFSET(GHA!$D$1,IF($CA$1,BX4728,366-BX4728),BY4728)","v":1180},{"$f":"IF(BZ4728=SUMIF(GHA!$AQ$51:$AQ$90,CB4727,GHA!$BK$51:$BK$90),CB4727+1,CB4727)","v":7},1065,{"$f":"SUMIF(GHA!$AQ$51:$AQ$90,CB4728,GHA!$BJ$51:$BJ$90)","v":1053.8373123810941}]
[null,null,null,null,null,null,null,null,null,null,null,null,null,null,null,null,null,null,null,null,null,null,null,null,null,null,null,null,null,null,null,null,null,null,null,null,null,null,null,null,null,null,null,null,null,null,null,null,null,null,null,null,null,null,null,null,null,null,null,null,null,null,null,null,null,null,null,null,null,null,null,null,null,null,null,198,3,4731,{"$f":"OFFSET(GHA!$D$1,IF($CA$1,BX4733,366-BX4733),BY4733)","v":969},{"$f":"IF(BZ4733=SUMIF(GHA!$AQ$51:$AQ$90,CB4732,GHA!$BK$51:$BK$90),CB4732+1,CB4732)","v":7},1065,{"$f":"SUMIF(GHA!$AQ$51:$AQ$90,CB4733,GHA!$BJ$51:$BJ$90)","v":1053.8373123810941}]
[null,null,null,null,null,null,null,null,null,null,null,null,null,null,null,null,null,null,null,null,null,null,null,null,null,null,null,null,null,null,null,null,null,null,null,null,null,null,null,null,null,null,null,null,null,null,null,null,null,null,null,null,null,null,null,null,null,null,null,null,null,null,null,null,null,null,null,null,null,null,null,null,null,null,null,199,{"$f":"BY4739","v":9},4761,{"$f":"OFFSET(GHA!$D$1,IF($CA$1,BX4763,366-BX4763),BY4763)","v":942},{"$f":"IF(BZ4763=SUMIF(GHA!$AQ$51:$AQ$90,CB4762,GHA!$BK$51:$BK$90),CB4762+1,CB4762)","v":7},1064,{"$f":"SUMIF(GHA!$AQ$51:$AQ$90,CB4763,GHA!$BJ$51:$BJ$90)","v":1053.8373123810941}]
[null,null,null,null,null,null,null,null,null,null,null,null,null,null,null,null,null,null,null,null,null,null,null,null,null,null,null,null,null,null,null,null,null,null,null,null,null,null,null,null,null,null,null,null,null,null,null,null,null,null,null,null,null,null,null,null,null,null,null,null,null,null,null,null,null,null,null,null,null,null,null,null,null,null,null,200,2,4778,{"$f":"OFFSET(GHA!$D$1,IF($CA$1,BX4780,366-BX4780),BY4780)","v":894},{"$f":"IF(BZ4780=SUMIF(GHA!$AQ$51:$AQ$90,CB4779,GHA!$BK$51:$BK$90),CB4779+1,CB4779)","v":7},1064,{"$f":"SUMIF(GHA!$AQ$51:$AQ$90,CB4780,GHA!$BJ$51:$BJ$90)","v":1053.8373123810941}]
[null,null,null,null,null,null,null,null,null,null,null,null,null,null,null,null,null,null,null,null,null,null,null,null,null,null,null,null,null,null,null,null,null,null,null,null,null,null,null,null,null,null,null,null,null,null,null,null,null,null,null,null,null,null,null,null,null,null,null,null,null,null,null,null,null,null,null,null,null,null,null,null,null,null,null,200,3,4779,{"$f":"OFFSET(GHA!$D$1,IF($CA$1,BX4781,366-BX4781),BY4781)","v":899},{"$f":"IF(BZ4781=SUMIF(GHA!$AQ$51:$AQ$90,CB4780,GHA!$BK$51:$BK$90),CB4780+1,CB4780)","v":7},1064,{"$f":"SUMIF(GHA!$AQ$51:$AQ$90,CB4781,GHA!$BJ$51:$BJ$90)","v":1053.8373123810941}]
[null,null,null,null,null,null,null,null,null,null,null,null,null,null,null,null,null,null,null,null,null,null,null,null,null,null,null,null,null,null,null,null,null,null,null,null,null,null,null,null,null,null,null,null,null,null,null,null,null,null,null,null,null,null,null,null,null,null,null,null,null,null,null,null,null,null,null,null,null,null,null,null,null,null,null,200,21,4797,{"$f":"OFFSET(GHA!$D$1,IF($CA$1,BX4799,366-BX4799),BY4799)","v":1200},{"$f":"IF(BZ4799=SUMIF(GHA!$AQ$51:$AQ$90,CB4798,GHA!$BK$51:$BK$90),CB4798+1,CB4798)","v":7},1063,{"$f":"SUMIF(GHA!$AQ$51:$AQ$90,CB4799,GHA!$BJ$51:$BJ$90)","v":1053.8373123810941}]
[null,null,null,null,null,null,null,null,null,null,null,null,null,null,null,null,null,null,null,null,null,null,null,null,null,null,null,null,null,null,null,null,null,null,null,null,null,null,null,null,null,null,null,null,null,null,null,null,null,null,null,null,null,null,null,null,null,null,null,null,null,null,null,null,null,null,null,null,null,null,null,null,null,null,null,201,14,4814,{"$f":"OFFSET(GHA!$D$1,IF($CA$1,BX4816,366-BX4816),BY4816)","v":1079},{"$f":"IF(BZ4816=SUMIF(GHA!$AQ$51:$AQ$90,CB4815,GHA!$BK$51:$BK$90),CB4815+1,CB4815)","v":7},1063,{"$f":"SUMIF(GHA!$AQ$51:$AQ$90,CB4816,GHA!$BJ$51:$BJ$90)","v":1053.8373123810941}]
[null,null,null,null,null,null,null,null,null,null,null,null,null,null,null,null,null,null,null,null,null,null,null,null,null,null,null,null,null,null,null,null,null,null,null,null,null,null,null,null,null,null,null,null,null,null,null,null,null,null,null,null,null,null,null,null,null,null,null,null,null,null,null,null,null,null,null,null,null,null,null,null,null,null,null,202,7,4831,{"$f":"OFFSET(GHA!$D$1,IF($CA$1,BX4833,366-BX4833),BY4833)","v":999},{"$f":"IF(BZ4833=SUMIF(GHA!$AQ$51:$AQ$90,CB4832,GHA!$BK$51:$BK$90),CB4832+1,CB4832)","v":7},1062,{"$f":"SUMIF(GHA!$AQ$51:$AQ$90,CB4833,GHA!$BJ$51:$BJ$90)","v":1053.8373123810941}]
[null,null,null,null,null,null,null,null,null,null,null,null,null,null,null,null,null,null,null,null,null,null,null,null,null,null,null,null,null,null,null,null,null,null,null,null,null,null,null,null,null,null,null,null,null,null,null,null,null,null,null,null,null,null,null,null,null,null,null,null,null,null,null,null,null,null,null,null,null,null,null,null,null,null,null,202,24,4848,{"$f":"OFFSET(GHA!$D$1,IF($CA$1,BX4850,366-BX4850),BY4850)","v":1045},{"$f":"IF(BZ4850=SUMIF(GHA!$AQ$51:$AQ$90,CB4849,GHA!$BK$51:$BK$90),CB4849+1,CB4849)","v":7},1062,{"$f":"SUMIF(GHA!$AQ$51:$AQ$90,CB4850,GHA!$BJ$51:$BJ$90)","v":1053.8373123810941}]
[null,null,null,null,null,null,null,null,null,null,null,null,null,null,null,null,null,null,null,null,null,null,null,null,null,null,null,null,null,null,null,null,null,null,null,null,null,null,null,null,null,null,null,null,null,null,null,null,null,null,null,null,null,null,null,null,null,null,null,null,null,null,null,null,null,null,null,null,null,null,null,null,null,null,null,203,16,4864,{"$f":"OFFSET(GHA!$D$1,IF($CA$1,BX4866,366-BX4866),BY4866)","v":995},{"$f":"IF(BZ4866=SUMIF(GHA!$AQ$51:$AQ$90,CB4865,GHA!$BK$51:$BK$90),CB4865+1,CB4865)","v":7},1061,{"$f":"SUMIF(GHA!$AQ$51:$AQ$90,CB4866,GHA!$BJ$51:$BJ$90)","v":1053.8373123810941}]
[null,null,null,null,null,null,null,null,null,null,null,null,null,null,null,null,null,null,null,null,null,null,null,null,null,null,null,null,null,null,null,null,null,null,null,null,null,null,null,null,null,null,null,null,null,null,null,null,null,null,null,null,null,null,null,null,null,null,null,null,null,null,null,null,null,null,null,null,null,null,null,null,null,null,null,204,11,4883,{"$f":"OFFSET(GHA!$D$1,IF($CA$1,BX4885,366-BX4885),BY4885)","v":1068},{"$f":"IF(BZ4885=SUMIF(GHA!$AQ$51:$AQ$90,CB4884,GHA!$BK$51:$BK$90),CB4884+1,CB4884)","v":7},1060,{"$f":"SUMIF(GHA!$AQ$51:$AQ$90,CB4885,GHA!$BJ$51:$BJ$90)","v":1053.8373123810941}]
[null,null,null,null,null,null,null,null,null,null,null,null,null,null,null,null,null,null,null,null,null,null,null,null,null,null,null,null,null,null,null,null,null,null,null,null,null,null,null,null,null,null,null,null,null,null,null,null,null,null,null,null,null,null,null,null,null,null,null,null,null,null,null,null,null,null,null,null,null,null,null,null,null,null,null,205,4,4900,{"$f":"OFFSET(GHA!$D$1,IF($CA$1,BX4902,366-BX4902),BY4902)","v":955},{"$f":"IF(BZ4902=SUMIF(GHA!$AQ$51:$AQ$90,CB4901,GHA!$BK$51:$BK$90),CB4901+1,CB4901)","v":7},1060,{"$f":"SUMIF(GHA!$AQ$51:$AQ$90,CB4902,GHA!$BJ$51:$BJ$90)","v":1053.8373123810941}]
[null,null,null,null,null,null,null,null,null,null,null,null,null,null,null,null,null,null,null,null,null,null,null,null,null,null,null,null,null,null,null,null,null,null,null,null,null,null,null,null,null,null,null,null,null,null,null,null,null,null,null,null,null,null,null,null,null,null,null,null,null,null,null,null,null,null,null,null,null,null,null,null,null,null,null,205,18,4914,{"$f":"OFFSET(GHA!$D$1,IF($CA$1,BX4916,366-BX4916),BY4916)","v":1079},{"$f":"IF(BZ4916=SUMIF(GHA!$AQ$51:$AQ$90,CB4915,GHA!$BK$51:$BK$90),CB4915+1,CB4915)","v":7},1059,{"$f":"SUMIF(GHA!$AQ$51:$AQ$90,CB4916,GHA!$BJ$51:$BJ$90)","v":1053.8373123810941}]
[null,null,null,null,null,null,null,null,null,null,null,null,null,null,null,null,null,null,null,null,null,null,null,null,null,null,null,null,null,null,null,null,null,null,null,null,null,null,null,null,null,null,null,null,null,null,null,null,null,null,null,null,null,null,null,null,null,null,null,null,null,null,null,null,null,null,null,null,null,null,null,null,null,null,null,206,15,4935,{"$f":"OFFSET(GHA!$D$1,IF($CA$1,BX4937,366-BX4937),BY4937)","v":914},{"$f":"IF(BZ4937=SUMIF(GHA!$AQ$51:$AQ$90,CB4936,GHA!$BK$51:$BK$90),CB4936+1,CB4936)","v":7},1058,{"$f":"SUMIF(GHA!$AQ$51:$AQ$90,CB4937,GHA!$BJ$51:$BJ$90)","v":1053.8373123810941}]
[null,null,null,null,null,null,null,null,null,null,null,null,null,null,null,null,null,null,null,null,null,null,null,null,null,null,null,null,null,null,null,null,null,null,null,null,null,null,null,null,null,null,null,null,null,null,null,null,null,null,null,null,null,null,null,null,null,null,null,null,null,null,null,null,null,null,null,null,null,null,null,null,null,null,null,207,8,4952,{"$f":"OFFSET(GHA!$D$1,IF($CA$1,BX4954,366-BX4954),BY4954)","v":898},{"$f":"IF(BZ4954=SUMIF(GHA!$AQ$51:$AQ$90,CB4953,GHA!$BK$51:$BK$90),CB4953+1,CB4953)","v":7},1058,{"$f":"SUMIF(GHA!$AQ$51:$AQ$90,CB4954,GHA!$BJ$51:$BJ$90)","v":1053.8373123810941}]
[null,null,null,null,null,null,null,null,null,null,null,null,null,null,null,null,null,null,null,null,null,null,null,null,null,null,null,null,null,null,null,null,null,null,null,null,null,null,null,null,null,null,null,null,null,null,null,null,null,null,null,null,null,null,null,null,null,null,null,null,null,null,null,null,null,null,null,null,null,null,null,null,null,null,null,208,1,4969,{"$f":"OFFSET(GHA!$D$1,IF($CA$1,BX4971,366-BX4971),BY4971)","v":870},{"$f":"IF(BZ4971=SUMIF(GHA!$AQ$51:$AQ$90,CB4970,GHA!$BK$51:$BK$90),CB4970+1,CB4970)","v":7},1057,{"$f":"SUMIF(GHA!$AQ$51:$AQ$90,CB4971,GHA!$BJ$51:$BJ$90)","v":1053.8373123810941}]
[null,null,null,null,null,null,null,null,null,null,null,null,null,null,null,null,null,null,null,null,null,null,null,null,null,null,null,null,null,null,null,null,null,null,null,null,null,null,null,null,null,null,null,null,null,null,null,null,null,null,null,null,null,null,null,null,null,null,null,null,null,null,null,null,null,null,null,null,null,null,null,null,null,null,null,208,13,4981,{"$f":"OFFSET(GHA!$D$1,IF($CA$1,BX4983,366-BX4983),BY4983)","v":991},{"$f":"IF(BZ4983=SUMIF(GHA!$AQ$51:$AQ$90,CB4982,GHA!$BK$51:$BK$90),CB4982+1,CB4982)","v":7},1056,{"$f":"SUMIF(GHA!$AQ$51:$AQ$90,CB4983,GHA!$BJ$51:$BJ$90)","v":1053.8373123810941}]
[null,null,null,null,null,null,null,null,null,null,null,null,null,null,null,null,null,null,null,null,null,null,null,null,null,null,null,null,null,null,null,null,null,null,null,null,null,null,null,null,null,null,null,null,null,null,null,null,null,null,null,null,null,null,null,null,null,null,null,null,null,null,null,null,null,null,null,null,null,null,null,null,null,null,null,209,12,5004,{"$f":"OFFSET(GHA!$D$1,IF($CA$1,BX5006,366-BX5006),BY5006)","v":997},{"$f":"IF(BZ5006=SUMIF(GHA!$AQ$51:$AQ$90,CB5005,GHA!$BK$51:$BK$90),CB5005+1,CB5005)","v":7},1055,{"$f":"SUMIF(GHA!$AQ$51:$AQ$90,CB5006,GHA!$BJ$51:$BJ$90)","v":1053.8373123810941}]
[null,null,null,null,null,null,null,null,null,null,null,null,null,null,null,null,null,null,null,null,null,null,null,null,null,null,null,null,null,null,null,null,null,null,null,null,null,null,null,null,null,null,null,null,null,null,null,null,null,null,null,null,null,null,null,null,null,null,null,null,null,null,null,null,null,null,null,null,null,null,null,null,null,null,null,210,5,5021,{"$f":"OFFSET(GHA!$D$1,IF($CA$1,BX5023,366-BX5023),BY5023)","v":982},{"$f":"IF(BZ5023=SUMIF(GHA!$AQ$51:$AQ$90,CB5022,GHA!$BK$51:$BK$90),CB5022+1,CB5022)","v":7},1055,{"$f":"SUMIF(GHA!$AQ$51:$AQ$90,CB5023,GHA!$BJ$51:$BJ$90)","v":1053.8373123810941}]
[null,null,null,null,null,null,null,null,null,null,null,null,null,null,null,null,null,null,null,null,null,null,null,null,null,null,null,null,null,null,null,null,null,null,null,null,null,null,null,null,null,null,null,null,null,null,null,null,null,null,null,null,null,null,null,null,null,null,null,null,null,null,null,null,null,null,null,null,null,null,null,null,null,null,null,210,15,5031,{"$f":"OFFSET(GHA!$D$1,IF($CA$1,BX5033,366-BX5033),BY5033)","v":949},{"$f":"IF(BZ5033=SUMIF(GHA!$AQ$51:$AQ$90,CB5032,GHA!$BK$51:$BK$90),CB5032+1,CB5032)","v":7},1054.8,{"$f":"SUMIF(GHA!$AQ$51:$AQ$90,CB5033,GHA!$BJ$51:$BJ$90)","v":1053.8373123810941}]
[null,null,null,null,null,null,null,null,null,null,null,null,null,null,null,null,null,null,null,null,null,null,null,null,null,null,null,null,null,null,null,null,null,null,null,null,null,null,null,null,null,null,null,null,null,null,null,null,null,null,null,null,null,null,null,null,null,null,null,null,null,null,null,null,null,null,null,null,null,null,null,null,null,null,null,210,24,5040,{"$f":"OFFSET(GHA!$D$1,IF($CA$1,BX5042,366-BX5042),BY5042)","v":1021},{"$f":"IF(BZ5042=SUMIF(GHA!$AQ$51:$AQ$90,CB5041,GHA!$BK$51:$BK$90),CB5041+1,CB5041)","v":7},1054,{"$f":"SUMIF(GHA!$AQ$51:$AQ$90,CB5042,GHA!$BJ$51:$BJ$90)","v":1053.8373123810941}]
[null,null,null,null,null,null,null,null,null,null,null,null,null,null,null,null,null,null,null,null,null,null,null,null,null,null,null,null,null,null,null,null,null,null,null,null,null,null,null,null,null,null,null,null,null,null,null,null,null,null,null,null,null,null,null,null,null,null,null,null,null,null,null,null,null,null,null,null,null,null,null,null,null,null,null,{"$f":"ROUNDDOWN((BZ5059-1)/24,0)+1","v":211},17,5057,{"$f":"OFFSET(GHA!$D$1,IF($CA$1,BX5059,366-BX5059),BY5059)","v":1076},{"$f":"IF(BZ5059=SUMIF(GHA!$AQ$51:$AQ$90,CB5058,GHA!$BK$51:$BK$90),CB5058+1,CB5058)","v":7},1054,{"$f":"SUMIF(GHA!$AQ$51:$AQ$90,CB5059,GHA!$BJ$51:$BJ$90)","v":1053.8373123810941}]
[null,null,null,null,null,null,null,null,null,null,null,null,null,null,null,null,null,null,null,null,null,null,null,null,null,null,null,null,null,null,null,null,null,null,null,null,null,null,null,null,null,null,null,null,null,null,null,null,null,null,null,null,null,null,null,null,null,null,null,null,null,null,null,null,null,null,null,null,null,null,null,null,null,null,null,212,10,5074,{"$f":"OFFSET(GHA!$D$1,IF($CA$1,BX5076,366-BX5076),BY5076)","v":1003},{"$f":"IF(BZ5076=SUMIF(GHA!$AQ$51:$AQ$90,CB5075,GHA!$BK$51:$BK$90),CB5075+1,CB5075)","v":7},1053,{"$f":"SUMIF(GHA!$AQ$51:$AQ$90,CB5076,GHA!$BJ$51:$BJ$90)","v":1053.8373123810941}]
[null,null,null,null,null,null,null,null,null,null,null,null,null,null,null,null,null,null,null,null,null,null,null,null,null,null,null,null,null,null,null,null,null,null,null,null,null,null,null,null,null,null,null,null,null,null,null,null,null,null,null,null,null,null,null,null,null,null,null,null,null,null,null,null,null,null,null,null,null,null,null,null,null,null,null,213,9,5097,{"$f":"OFFSET(GHA!$D$1,IF($CA$1,BX5099,366-BX5099),BY5099)","v":888},{"$f":"IF(BZ5099=SUMIF(GHA!$AQ$51:$AQ$90,CB5098,GHA!$BK$51:$BK$90),CB5098+1,CB5098)","v":7},1053,{"$f":"SUMIF(GHA!$AQ$51:$AQ$90,CB5099,GHA!$BJ$51:$BJ$90)","v":1053.8373123810941}]
[null,null,null,null,null,null,null,null,null,null,null,null,null,null,null,null,null,null,null,null,null,null,null,null,null,null,null,null,null,null,null,null,null,null,null,null,null,null,null,null,null,null,null,null,null,null,null,null,null,null,null,null,null,null,null,null,null,null,null,null,null,null,null,null,null,null,null,null,null,null,null,null,null,null,null,213,21,5109,{"$f":"OFFSET(GHA!$D$1,IF($CA$1,BX5111,366-BX5111),BY5111)","v":1153.4000000000001},{"$f":"IF(BZ5111=SUMIF(GHA!$AQ$51:$AQ$90,CB5110,GHA!$BK$51:$BK$90),CB5110+1,CB5110)","v":7},1052,{"$f":"SUMIF(GHA!$AQ$51:$AQ$90,CB5111,GHA!$BJ$51:$BJ$90)","v":1053.8373123810941}]
[null,null,null,null,null,null,null,null,null,null,null,null,null,null,null,null,null,null,null,null,null,null,null,null,null,null,null,null,null,null,null,null,null,null,null,null,null,null,null,null,null,null,null,null,null,null,null,null,null,null,null,null,null,null,null,null,null,null,null,null,null,null,null,null,null,null,null,null,null,null,null,null,null,null,null,214,14,5126,{"$f":"OFFSET(GHA!$D$1,IF($CA$1,BX5128,366-BX5128),BY5128)","v":832},{"$f":"IF(BZ5128=SUMIF(GHA!$AQ$51:$AQ$90,CB5127,GHA!$BK$51:$BK$90),CB5127+1,CB5127)","v":7},1052,{"$f":"SUMIF(GHA!$AQ$51:$AQ$90,CB5128,GHA!$BJ$51:$BJ$90)","v":1053.8373123810941}]
[null,null,null,null,null,null,null,null,null,null,null,null,null,null,null,null,null,null,null,null,null,null,null,null,null,null,null,null,null,null,null,null,null,null,null,null,null,null,null,null,null,null,null,null,null,null,null,null,null,null,null,null,null,null,null,null,null,null,null,null,null,null,null,null,null,null,null,null,null,null,null,null,null,null,null,215,7,5143,{"$f":"OFFSET(GHA!$D$1,IF($CA$1,BX5145,366-BX5145),BY5145)","v":945},{"$f":"IF(BZ5145=SUMIF(GHA!$AQ$51:$AQ$90,CB5144,GHA!$BK$51:$BK$90),CB5144+1,CB5144)","v":7},1051,{"$f":"SUMIF(GHA!$AQ$51:$AQ$90,CB5145,GHA!$BJ$51:$BJ$90)","v":1053.8373123810941}]
[null,null,null,null,null,null,null,null,null,null,null,null,null,null,null,null,null,null,null,null,null,null,null,null,null,null,null,null,null,null,null,null,null,null,null,null,null,null,null,null,null,null,null,null,null,null,null,null,null,null,null,null,null,null,null,null,null,null,null,null,null,null,null,null,null,null,null,null,null,null,null,null,null,null,null,216,4,5164,{"$f":"OFFSET(GHA!$D$1,IF($CA$1,BX5166,366-BX5166),BY5166)","v":913},{"$f":"IF(BZ5166=SUMIF(GHA!$AQ$51:$AQ$90,CB5165,GHA!$BK$51:$BK$90),CB5165+1,CB5165)","v":7},1051,{"$f":"SUMIF(GHA!$AQ$51:$AQ$90,CB5166,GHA!$BJ$51:$BJ$90)","v":1053.8373123810941}]
[null,null,null,null,null,null,null,null,null,null,null,null,null,null,null,null,null,null,null,null,null,null,null,null,null,null,null,null,null,null,null,null,null,null,null,null,null,null,null,null,null,null,null,null,null,null,null,null,null,null,null,null,null,null,null,null,null,null,null,null,null,null,null,null,null,null,null,null,null,null,null,null,null,null,null,216,18,5178,{"$f":"OFFSET(GHA!$D$1,IF($CA$1,BX5180,366-BX5180),BY5180)","v":930},{"$f":"IF(BZ5180=SUMIF(GHA!$AQ$51:$AQ$90,CB5179,GHA!$BK$51:$BK$90),CB5179+1,CB5179)","v":7},1050,{"$f":"SUMIF(GHA!$AQ$51:$AQ$90,CB5180,GHA!$BJ$51:$BJ$90)","v":1053.8373123810941}]
[null,null,null,null,null,null,null,null,null,null,null,null,null,null,null,null,null,null,null,null,null,null,null,null,null,null,null,null,null,null,null,null,null,null,null,null,null,null,null,null,null,null,null,null,null,null,null,null,null,null,null,null,null,null,null,null,null,null,null,null,null,null,null,null,null,null,null,null,null,null,null,null,null,null,null,217,11,5195,{"$f":"OFFSET(GHA!$D$1,IF($CA$1,BX5197,366-BX5197),BY5197)","v":996},{"$f":"IF(BZ5197=SUMIF(GHA!$AQ$51:$AQ$90,CB5196,GHA!$BK$51:$BK$90),CB5196+1,CB5196)","v":7},1050,{"$f":"SUMIF(GHA!$AQ$51:$AQ$90,CB5197,GHA!$BJ$51:$BJ$90)","v":1053.8373123810941}]
[null,null,null,null,null,null,null,null,null,null,null,null,null,null,null,null,null,null,null,null,null,null,null,null,null,null,null,null,null,null,null,null,null,null,null,null,null,null,null,null,null,null,null,null,null,null,null,null,null,null,null,null,null,null,null,null,null,null,null,null,null,null,null,null,null,null,null,null,null,null,null,null,null,null,null,218,6,5214,{"$f":"OFFSET(GHA!$D$1,IF($CA$1,BX5216,366-BX5216),BY5216)","v":964},{"$f":"IF(BZ5216=SUMIF(GHA!$AQ$51:$AQ$90,CB5215,GHA!$BK$51:$BK$90),CB5215+1,CB5215)","v":7},1049,{"$f":"SUMIF(GHA!$AQ$51:$AQ$90,CB5216,GHA!$BJ$51:$BJ$90)","v":1053.8373123810941}]
[null,null,null,null,null,null,null,null,null,null,null,null,null,null,null,null,null,null,null,null,null,null,null,null,null,null,null,null,null,null,null,null,null,null,null,null,null,null,null,null,null,null,null,null,null,null,null,null,null,null,null,null,null,null,null,null,null,null,null,null,null,null,null,null,null,null,null,null,null,null,null,null,null,null,null,218,22,5230,{"$f":"OFFSET(GHA!$D$1,IF($CA$1,BX5232,366-BX5232),BY5232)","v":1120},{"$f":"IF(BZ5232=SUMIF(GHA!$AQ$51:$AQ$90,CB5231,GHA!$BK$51:$BK$90),CB5231+1,CB5231)","v":7},1049,{"$f":"SUMIF(GHA!$AQ$51:$AQ$90,CB5232,GHA!$BJ$51:$BJ$90)","v":1053.8373123810941}]
[null,null,null,null,null,null,null,null,null,null,null,null,null,null,null,null,null,null,null,null,null,null,null,null,null,null,null,null,null,null,null,null,null,null,null,null,null,null,null,null,null,null,null,null,null,null,null,null,null,null,null,null,null,null,null,null,null,null,null,null,null,null,null,null,null,null,null,null,null,null,null,null,null,null,null,219,15,5247,{"$f":"OFFSET(GHA!$D$1,IF($CA$1,BX5249,366-BX5249),BY5249)","v":1025},{"$f":"IF(BZ5249=SUMIF(GHA!$AQ$51:$AQ$90,CB5248,GHA!$BK$51:$BK$90),CB5248+1,CB5248)","v":7},1048,{"$f":"SUMIF(GHA!$AQ$51:$AQ$90,CB5249,GHA!$BJ$51:$BJ$90)","v":1053.8373123810941}]
[null,null,null,null,null,null,null,null,null,null,null,null,null,null,null,null,null,null,null,null,null,null,null,null,null,null,null,null,null,null,null,null,null,null,null,null,null,null,null,null,null,null,null,null,null,null,null,null,null,null,null,null,null,null,null,null,null,null,null,null,null,null,null,null,null,null,null,null,null,null,null,null,null,null,null,220,8,5264,{"$f":"OFFSET(GHA!$D$1,IF($CA$1,BX5266,366-BX5266),BY5266)","v":921},{"$f":"IF(BZ5266=SUMIF(GHA!$AQ$51:$AQ$90,CB5265,GHA!$BK$51:$BK$90),CB5265+1,CB5265)","v":7},1048,{"$f":"SUMIF(GHA!$AQ$51:$AQ$90,CB5266,GHA!$BJ$51:$BJ$90)","v":1053.8373123810941}]
[null,null,null,null,null,null,null,null,null,null,null,null,null,null,null,null,null,null,null,null,null,null,null,null,null,null,null,null,null,null,null,null,null,null,null,null,null,null,null,null,null,null,null,null,null,null,null,null,null,null,null,null,null,null,null,null,null,null,null,null,null,null,null,null,null,null,null,null,null,null,null,null,null,null,null,220,24,5280,{"$f":"OFFSET(GHA!$D$1,IF($CA$1,BX5282,366-BX5282),BY5282)","v":989},{"$f":"IF(BZ5282=SUMIF(GHA!$AQ$51:$AQ$90,CB5281,GHA!$BK$51:$BK$90),CB5281+1,CB5281)","v":7},1047,{"$f":"SUMIF(GHA!$AQ$51:$AQ$90,CB5282,GHA!$BJ$51:$BJ$90)","v":1053.8373123810941}]
[null,null,null,null,null,null,null,null,null,null,null,null,null,null,null,null,null,null,null,null,null,null,null,null,null,null,null,null,null,null,null,null,null,null,null,null,null,null,null,null,null,null,null,null,null,null,null,null,null,null,null,null,null,null,null,null,null,null,null,null,null,null,null,null,null,null,null,null,null,null,null,null,null,null,null,221,19,5299,{"$f":"OFFSET(GHA!$D$1,IF($CA$1,BX5301,366-BX5301),BY5301)","v":1120},{"$f":"IF(BZ5301=SUMIF(GHA!$AQ$51:$AQ$90,CB5300,GHA!$BK$51:$BK$90),CB5300+1,CB5300)","v":7},1046,{"$f":"SUMIF(GHA!$AQ$51:$AQ$90,CB5301,GHA!$BJ$51:$BJ$90)","v":1053.8373123810941}]
[null,null,null,null,null,null,null,null,null,null,null,null,null,null,null,null,null,null,null,null,null,null,null,null,null,null,null,null,null,null,null,null,null,null,null,null,null,null,null,null,null,null,null,null,null,null,null,null,null,null,null,null,null,null,null,null,null,null,null,null,null,null,null,null,null,null,null,null,null,null,null,null,null,null,null,221,20,5300,{"$f":"OFFSET(GHA!$D$1,IF($CA$1,BX5302,366-BX5302),BY5302)","v":1157},{"$f":"IF(BZ5302=SUMIF(GHA!$AQ$51:$AQ$90,CB5301,GHA!$BK$51:$BK$90),CB5301+1,CB5301)","v":7},1046,{"$f":"SUMIF(GHA!$AQ$51:$AQ$90,CB5302,GHA!$BJ$51:$BJ$90)","v":1053.8373123810941}]
[null,null,null,null,null,null,null,null,null,null,null,null,null,null,null,null,null,null,null,null,null,null,null,null,null,null,null,null,null,null,null,null,null,null,null,null,null,null,null,null,null,null,null,null,null,null,null,null,null,null,null,null,null,null,null,null,null,null,null,null,null,null,null,null,null,null,null,null,null,null,null,null,null,null,null,222,13,5317,{"$f":"OFFSET(GHA!$D$1,IF($CA$1,BX5319,366-BX5319),BY5319)","v":1039},{"$f":"IF(BZ5319=SUMIF(GHA!$AQ$51:$AQ$90,CB5318,GHA!$BK$51:$BK$90),CB5318+1,CB5318)","v":7},1046,{"$f":"SUMIF(GHA!$AQ$51:$AQ$90,CB5319,GHA!$BJ$51:$BJ$90)","v":1053.8373123810941}]
[null,null,null,null,null,null,null,null,null,null,null,null,null,null,null,null,null,null,null,null,null,null,null,null,null,null,null,null,null,null,null,null,null,null,null,null,null,null,null,null,null,null,null,null,null,null,null,null,null,null,null,null,null,null,null,null,null,null,null,null,null,null,null,null,null,null,null,null,null,null,null,null,null,null,null,223,19,5347,{"$f":"OFFSET(GHA!$D$1,IF($CA$1,BX5349,366-BX5349),BY5349)","v":1232.5999999999999},{"$f":"IF(BZ5349=SUMIF(GHA!$AQ$51:$AQ$90,CB5348,GHA!$BK$51:$BK$90),CB5348+1,CB5348)","v":7},1045,{"$f":"SUMIF(GHA!$AQ$51:$AQ$90,CB5349,GHA!$BJ$51:$BJ$90)","v":1053.8373123810941}]
[null,null,null,null,null,null,null,null,null,null,null,null,null,null,null,null,null,null,null,null,null,null,null,null,null,null,null,null,null,null,null,null,null,null,null,null,null,null,null,null,null,null,null,null,null,null,null,null,null,null,null,null,null,null,null,null,null,null,null,null,null,null,null,null,null,null,null,null,null,null,null,null,null,null,null,223,24,5352,{"$f":"OFFSET(GHA!$D$1,IF($CA$1,BX5354,366-BX5354),BY5354)","v":987},{"$f":"IF(BZ5354=SUMIF(GHA!$AQ$51:$AQ$90,CB5353,GHA!$BK$51:$BK$90),CB5353+1,CB5353)","v":7},1045,{"$f":"SUMIF(GHA!$AQ$51:$AQ$90,CB5354,GHA!$BJ$51:$BJ$90)","v":1053.8373123810941}]
[null,null,null,null,null,null,null,null,null,null,null,null,null,null,null,null,null,null,null,null,null,null,null,null,null,null,null,null,null,null,null,null,null,null,null,null,null,null,null,null,null,null,null,null,null,null,null,null,null,null,null,null,null,null,null,null,null,null,null,null,null,null,null,null,null,null,null,null,null,null,null,null,null,null,null,224,17,5369,{"$f":"OFFSET(GHA!$D$1,IF($CA$1,BX5371,366-BX5371),BY5371)","v":1007},{"$f":"IF(BZ5371=SUMIF(GHA!$AQ$51:$AQ$90,CB5370,GHA!$BK$51:$BK$90),CB5370+1,CB5370)","v":7},1044,{"$f":"SUMIF(GHA!$AQ$51:$AQ$90,CB5371,GHA!$BJ$51:$BJ$90)","v":1053.8373123810941}]
[null,null,null,null,null,null,null,null,null,null,null,null,null,null,null,null,null,null,null,null,null,null,null,null,null,null,null,null,null,null,null,null,null,null,null,null,null,null,null,null,null,null,null,null,null,null,null,null,null,null,null,null,null,null,null,null,null,null,null,null,null,null,null,null,null,null,null,null,null,null,null,null,null,null,null,225,21,5397,{"$f":"OFFSET(GHA!$D$1,IF($CA$1,BX5399,366-BX5399),BY5399)","v":1215},{"$f":"IF(BZ5399=SUMIF(GHA!$AQ$51:$AQ$90,CB5398,GHA!$BK$51:$BK$90),CB5398+1,CB5398)","v":7},1043,{"$f":"SUMIF(GHA!$AQ$51:$AQ$90,CB5399,GHA!$BJ$51:$BJ$90)","v":1053.8373123810941}]
[null,null,null,null,null,null,null,null,null,null,null,null,null,null,null,null,null,null,null,null,null,null,null,null,null,null,null,null,null,null,null,null,null,null,null,null,null,null,null,null,null,null,null,null,null,null,null,null,null,null,null,null,null,null,null,null,null,null,null,null,null,null,null,null,null,null,null,null,null,null,null,null,null,null,null,226,4,5404,{"$f":"OFFSET(GHA!$D$1,IF($CA$1,BX5406,366-BX5406),BY5406)","v":927},{"$f":"IF(BZ5406=SUMIF(GHA!$AQ$51:$AQ$90,CB5405,GHA!$BK$51:$BK$90),CB5405+1,CB5405)","v":7},1043,{"$f":"SUMIF(GHA!$AQ$51:$AQ$90,CB5406,GHA!$BJ$51:$BJ$90)","v":1053.8373123810941}]
[null,null,null,null,null,null,null,null,null,null,null,null,null,null,null,null,null,null,null,null,null,null,null,null,null,null,null,null,null,null,null,null,null,null,null,null,null,null,null,null,null,null,null,null,null,null,null,null,null,null,null,null,null,null,null,null,null,null,null,null,null,null,null,null,null,null,null,null,null,null,null,null,null,null,null,226,21,5421,{"$f":"OFFSET(GHA!$D$1,IF($CA$1,BX5423,366-BX5423),BY5423)","v":1223.0999999999999},{"$f":"IF(BZ5423=SUMIF(GHA!$AQ$51:$AQ$90,CB5422,GHA!$BK$51:$BK$90),CB5422+1,CB5422)","v":7},1042,{"$f":"SUMIF(GHA!$AQ$51:$AQ$90,CB5423,GHA!$BJ$51:$BJ$90)","v":1053.8373123810941}]
[null,null,null,null,null,null,null,null,null,null,null,null,null,null,null,null,null,null,null,null,null,null,null,null,null,null,null,null,null,null,null,null,null,null,null,null,null,null,null,null,null,null,null,null,null,null,null,null,null,null,null,null,null,null,null,null,null,null,null,null,null,null,null,null,null,null,null,null,null,null,null,null,null,null,null,227,14,5438,{"$f":"OFFSET(GHA!$D$1,IF($CA$1,BX5440,366-BX5440),BY5440)","v":940},{"$f":"IF(BZ5440=SUMIF(GHA!$AQ$51:$AQ$90,CB5439,GHA!$BK$51:$BK$90),CB5439+1,CB5439)","v":7},1042,{"$f":"SUMIF(GHA!$AQ$51:$AQ$90,CB5440,GHA!$BJ$51:$BJ$90)","v":1053.8373123810941}]
[null,null,null,null,null,null,null,null,null,null,null,null,null,null,null,null,null,null,null,null,null,null,null,null,null,null,null,null,null,null,null,null,null,null,null,null,null,null,null,null,null,null,null,null,null,null,null,null,null,null,null,null,null,null,null,null,null,null,null,null,null,null,null,null,null,null,null,null,null,null,null,null,null,null,null,227,23,5447,{"$f":"OFFSET(GHA!$D$1,IF($CA$1,BX5449,366-BX5449),BY5449)","v":1104},{"$f":"IF(BZ5449=SUMIF(GHA!$AQ$51:$AQ$90,CB5448,GHA!$BK$51:$BK$90),CB5448+1,CB5448)","v":7},1041,{"$f":"SUMIF(GHA!$AQ$51:$AQ$90,CB5449,GHA!$BJ$51:$BJ$90)","v":1053.8373123810941}]
[null,null,null,null,null,null,null,null,null,null,null,null,null,null,null,null,null,null,null,null,null,null,null,null,null,null,null,null,null,null,null,null,null,null,null,null,null,null,null,null,null,null,null,null,null,null,null,null,null,null,null,null,null,null,null,null,null,null,null,null,null,null,null,null,null,null,null,null,null,null,null,null,null,null,null,229,1,5473,{"$f":"OFFSET(GHA!$D$1,IF($CA$1,BX5475,366-BX5475),BY5475)","v":905},{"$f":"IF(BZ5475=SUMIF(GHA!$AQ$51:$AQ$90,CB5474,GHA!$BK$51:$BK$90),CB5474+1,CB5474)","v":7},1041,{"$f":"SUMIF(GHA!$AQ$51:$AQ$90,CB5475,GHA!$BJ$51:$BJ$90)","v":1053.8373123810941}]
[null,null,null,null,null,null,null,null,null,null,null,null,null,null,null,null,null,null,null,null,null,null,null,null,null,null,null,null,null,null,null,null,null,null,null,null,null,null,null,null,null,null,null,null,null,null,null,null,null,null,null,null,null,null,null,null,null,null,null,null,null,null,null,null,null,null,null,null,null,null,null,null,null,null,null,229,18,5490,{"$f":"OFFSET(GHA!$D$1,IF($CA$1,BX5492,366-BX5492),BY5492)","v":1069},{"$f":"IF(BZ5492=SUMIF(GHA!$AQ$51:$AQ$90,CB5491,GHA!$BK$51:$BK$90),CB5491+1,CB5491)","v":7},1040,{"$f":"SUMIF(GHA!$AQ$51:$AQ$90,CB5492,GHA!$BJ$51:$BJ$90)","v":1053.8373123810941}]
[null,null,null,null,null,null,null,null,null,null,null,null,null,null,null,null,null,null,null,null,null,null,null,null,null,null,null,null,null,null,null,null,null,null,null,null,null,null,null,null,null,null,null,null,null,null,null,null,null,null,null,null,null,null,null,null,null,null,null,null,null,null,null,null,null,null,null,null,null,null,null,null,null,null,null,230,1,5497,{"$f":"OFFSET(GHA!$D$1,IF($CA$1,BX5499,366-BX5499),BY5499)","v":989},{"$f":"IF(BZ5499=SUMIF(GHA!$AQ$51:$AQ$90,CB5498,GHA!$BK$51:$BK$90),CB5498+1,CB5498)","v":7},1040,{"$f":"SUMIF(GHA!$AQ$51:$AQ$90,CB5499,GHA!$BJ$51:$BJ$90)","v":1053.8373123810941}]
[null,null,null,null,null,null,null,null,null,null,null,null,null,null,null,null,null,null,null,null,null,null,null,null,null,null,null,null,null,null,null,null,null,null,null,null,null,null,null,null,null,null,null,null,null,null,null,null,null,null,null,null,null,null,null,null,null,null,null,null,null,null,null,null,null,null,null,null,null,null,null,null,null,null,null,231,5,5525,{"$f":"OFFSET(GHA!$D$1,IF($CA$1,BX5527,366-BX5527),BY5527)","v":961},{"$f":"IF(BZ5527=SUMIF(GHA!$AQ$51:$AQ$90,CB5526,GHA!$BK$51:$BK$90),CB5526+1,CB5526)","v":7},1039,{"$f":"SUMIF(GHA!$AQ$51:$AQ$90,CB5527,GHA!$BJ$51:$BJ$90)","v":1053.8373123810941}]
[null,null,null,null,null,null,null,null,null,null,null,null,null,null,null,null,null,null,null,null,null,null,null,null,null,null,null,null,null,null,null,null,null,null,null,null,null,null,null,null,null,null,null,null,null,null,null,null,null,null,null,null,null,null,null,null,null,null,null,null,null,null,null,null,null,null,null,null,null,null,null,null,null,null,null,231,22,5542,{"$f":"OFFSET(GHA!$D$1,IF($CA$1,BX5544,366-BX5544),BY5544)","v":1180},{"$f":"IF(BZ5544=SUMIF(GHA!$AQ$51:$AQ$90,CB5543,GHA!$BK$51:$BK$90),CB5543+1,CB5543)","v":7},1038,{"$f":"SUMIF(GHA!$AQ$51:$AQ$90,CB5544,GHA!$BJ$51:$BJ$90)","v":1053.8373123810941}]
[null,null,null,null,null,null,null,null,null,null,null,null,null,null,null,null,null,null,null,null,null,null,null,null,null,null,null,null,null,null,null,null,null,null,null,null,null,null,null,null,null,null,null,null,null,null,null,null,null,null,null,null,null,null,null,null,null,null,null,null,null,null,null,null,null,null,null,null,null,null,null,null,null,null,null,232,15,5559,{"$f":"OFFSET(GHA!$D$1,IF($CA$1,BX5561,366-BX5561),BY5561)","v":1129},{"$f":"IF(BZ5561=SUMIF(GHA!$AQ$51:$AQ$90,CB5560,GHA!$BK$51:$BK$90),CB5560+1,CB5560)","v":7},1038,{"$f":"SUMIF(GHA!$AQ$51:$AQ$90,CB5561,GHA!$BJ$51:$BJ$90)","v":1053.8373123810941}]
[null,null,null,null,null,null,null,null,null,null,null,null,null,null,null,null,null,null,null,null,null,null,null,null,null,null,null,null,null,null,null,null,null,null,null,null,null,null,null,null,null,null,null,null,null,null,null,null,null,null,null,null,null,null,null,null,null,null,null,null,null,null,null,null,null,null,null,null,null,null,null,null,null,null,null,232,19,5563,{"$f":"OFFSET(GHA!$D$1,IF($CA$1,BX5565,366-BX5565),BY5565)","v":1275},{"$f":"IF(BZ5565=SUMIF(GHA!$AQ$51:$AQ$90,CB5564,GHA!$BK$51:$BK$90),CB5564+1,CB5564)","v":8},1038,{"$f":"SUMIF(GHA!$AQ$51:$AQ$90,CB5565,GHA!$BJ$51:$BJ$90)","v":1042.9053733257481}]
[null,null,null,null,null,null,null,null,null,null,null,null,null,null,null,null,null,null,null,null,null,null,null,null,null,null,null,null,null,null,null,null,null,null,null,null,null,null,null,null,null,null,null,null,null,null,null,null,null,null,null,null,null,null,null,null,null,null,null,null,null,null,null,null,null,null,null,null,null,null,null,null,null,null,null,233,10,5578,{"$f":"OFFSET(GHA!$D$1,IF($CA$1,BX5580,366-BX5580),BY5580)","v":1080},{"$f":"IF(BZ5580=SUMIF(GHA!$AQ$51:$AQ$90,CB5579,GHA!$BK$51:$BK$90),CB5579+1,CB5579)","v":8},1037,{"$f":"SUMIF(GHA!$AQ$51:$AQ$90,CB5580,GHA!$BJ$51:$BJ$90)","v":1042.9053733257481}]
[null,null,null,null,null,null,null,null,null,null,null,null,null,null,null,null,null,null,null,null,null,null,null,null,null,null,null,null,null,null,null,null,null,null,null,null,null,null,null,null,null,null,null,null,null,null,null,null,null,null,null,null,null,null,null,null,null,null,null,null,null,null,null,null,null,null,null,null,null,null,null,null,null,null,null,234,3,5595,{"$f":"OFFSET(GHA!$D$1,IF($CA$1,BX5597,366-BX5597),BY5597)","v":1031},{"$f":"IF(BZ5597=SUMIF(GHA!$AQ$51:$AQ$90,CB5596,GHA!$BK$51:$BK$90),CB5596+1,CB5596)","v":8},1037,{"$f":"SUMIF(GHA!$AQ$51:$AQ$90,CB5597,GHA!$BJ$51:$BJ$90)","v":1042.9053733257481}]
[null,null,null,null,null,null,null,null,null,null,null,null,null,null,null,null,null,null,null,null,null,null,null,null,null,null,null,null,null,null,null,null,null,null,null,null,null,null,null,null,null,null,null,null,null,null,null,null,null,null,null,null,null,null,null,null,null,null,null,null,null,null,null,null,null,null,null,null,null,null,null,null,null,null,null,234,20,5612,{"$f":"OFFSET(GHA!$D$1,IF($CA$1,BX5614,366-BX5614),BY5614)","v":1257},{"$f":"IF(BZ5614=SUMIF(GHA!$AQ$51:$AQ$90,CB5613,GHA!$BK$51:$BK$90),CB5613+1,CB5613)","v":8},1036,{"$f":"SUMIF(GHA!$AQ$51:$AQ$90,CB5614,GHA!$BJ$51:$BJ$90)","v":1042.9053733257481}]
[null,null,null,null,null,null,null,null,null,null,null,null,null,null,null,null,null,null,null,null,null,null,null,null,null,null,null,null,null,null,null,null,null,null,null,null,null,null,null,null,null,null,null,null,null,null,null,null,null,null,null,null,null,null,null,null,null,null,null,null,null,null,null,null,null,null,null,null,null,null,null,null,null,null,null,235,14,5630,{"$f":"OFFSET(GHA!$D$1,IF($CA$1,BX5632,366-BX5632),BY5632)","v":868},{"$f":"IF(BZ5632=SUMIF(GHA!$AQ$51:$AQ$90,CB5631,GHA!$BK$51:$BK$90),CB5631+1,CB5631)","v":8},1035.0999999999999,{"$f":"SUMIF(GHA!$AQ$51:$AQ$90,CB5632,GHA!$BJ$51:$BJ$90)","v":1042.9053733257481}]
[null,null,null,null,null,null,null,null,null,null,null,null,null,null,null,null,null,null,null,null,null,null,null,null,null,null,null,null,null,null,null,null,null,null,null,null,null,null,null,null,null,null,null,null,null,null,null,null,null,null,null,null,null,null,null,null,null,null,null,null,null,null,null,null,null,null,null,null,null,null,null,null,null,null,null,236,7,5647,{"$f":"OFFSET(GHA!$D$1,IF($CA$1,BX5649,366-BX5649),BY5649)","v":944},{"$f":"IF(BZ5649=SUMIF(GHA!$AQ$51:$AQ$90,CB5648,GHA!$BK$51:$BK$90),CB5648+1,CB5648)","v":8},1035,{"$f":"SUMIF(GHA!$AQ$51:$AQ$90,CB5649,GHA!$BJ$51:$BJ$90)","v":1042.9053733257481}]
[null,null,null,null,null,null,null,null,null,null,null,null,null,null,null,null,null,null,null,null,null,null,null,null,null,null,null,null,null,null,null,null,null,null,null,null,null,null,null,null,null,null,null,null,null,null,null,null,null,null,null,null,null,null,null,null,null,null,null,null,null,null,null,null,null,null,null,null,null,null,null,null,null,null,null,236,24,5664,{"$f":"OFFSET(GHA!$D$1,IF($CA$1,BX5666,366-BX5666),BY5666)","v":1020},{"$f":"IF(BZ5666=SUMIF(GHA!$AQ$51:$AQ$90,CB5665,GHA!$BK$51:$BK$90),CB5665+1,CB5665)","v":8},1034,{"$f":"SUMIF(GHA!$AQ$51:$AQ$90,CB5666,GHA!$BJ$51:$BJ$90)","v":1042.9053733257481}]
[null,null,null,null,null,null,null,null,null,null,null,null,null,null,null,null,null,null,null,null,null,null,null,null,null,null,null,null,null,null,null,null,null,null,null,null,null,null,null,null,null,null,null,null,null,null,null,null,null,null,null,null,null,null,null,null,null,null,null,null,null,null,null,null,null,null,null,null,null,null,null,null,null,null,null,237,16,5680,{"$f":"OFFSET(GHA!$D$1,IF($CA$1,BX5682,366-BX5682),BY5682)","v":1001},{"$f":"IF(BZ5682=SUMIF(GHA!$AQ$51:$AQ$90,CB5681,GHA!$BK$51:$BK$90),CB5681+1,CB5681)","v":8},1033,{"$f":"SUMIF(GHA!$AQ$51:$AQ$90,CB5682,GHA!$BJ$51:$BJ$90)","v":1042.9053733257481}]
[null,null,null,null,null,null,null,null,null,null,null,null,null,null,null,null,null,null,null,null,null,null,null,null,null,null,null,null,null,null,null,null,null,null,null,null,null,null,null,null,null,null,null,null,null,null,null,null,null,null,null,null,null,null,null,null,null,null,null,null,null,null,null,null,null,null,null,null,null,null,null,null,null,null,null,238,11,5699,{"$f":"OFFSET(GHA!$D$1,IF($CA$1,BX5701,366-BX5701),BY5701)","v":1048},{"$f":"IF(BZ5701=SUMIF(GHA!$AQ$51:$AQ$90,CB5700,GHA!$BK$51:$BK$90),CB5700+1,CB5700)","v":8},1033,{"$f":"SUMIF(GHA!$AQ$51:$AQ$90,CB5701,GHA!$BJ$51:$BJ$90)","v":1042.9053733257481}]
[null,null,null,null,null,null,null,null,null,null,null,null,null,null,null,null,null,null,null,null,null,null,null,null,null,null,null,null,null,null,null,null,null,null,null,null,null,null,null,null,null,null,null,null,null,null,null,null,null,null,null,null,null,null,null,null,null,null,null,null,null,null,null,null,null,null,null,null,null,null,null,null,null,null,null,239,4,5716,{"$f":"OFFSET(GHA!$D$1,IF($CA$1,BX5718,366-BX5718),BY5718)","v":960},{"$f":"IF(BZ5718=SUMIF(GHA!$AQ$51:$AQ$90,CB5717,GHA!$BK$51:$BK$90),CB5717+1,CB5717)","v":8},1032,{"$f":"SUMIF(GHA!$AQ$51:$AQ$90,CB5718,GHA!$BJ$51:$BJ$90)","v":1042.9053733257481}]
[null,null,null,null,null,null,null,null,null,null,null,null,null,null,null,null,null,null,null,null,null,null,null,null,null,null,null,null,null,null,null,null,null,null,null,null,null,null,null,null,null,null,null,null,null,null,null,null,null,null,null,null,null,null,null,null,null,null,null,null,null,null,null,null,null,null,null,null,null,null,null,null,null,null,null,239,21,5733,{"$f":"OFFSET(GHA!$D$1,IF($CA$1,BX5735,366-BX5735),BY5735)","v":1281},{"$f":"IF(BZ5735=SUMIF(GHA!$AQ$51:$AQ$90,CB5734,GHA!$BK$51:$BK$90),CB5734+1,CB5734)","v":8},1032,{"$f":"SUMIF(GHA!$AQ$51:$AQ$90,CB5735,GHA!$BJ$51:$BJ$90)","v":1042.9053733257481}]
[null,null,null,null,null,null,null,null,null,null,null,null,null,null,null,null,null,null,null,null,null,null,null,null,null,null,null,null,null,null,null,null,null,null,null,null,null,null,null,null,null,null,null,null,null,null,null,null,null,null,null,null,null,null,null,null,null,null,null,null,null,null,null,null,null,null,null,null,null,null,null,null,null,null,null,240,10,5746,{"$f":"OFFSET(GHA!$D$1,IF($CA$1,BX5748,366-BX5748),BY5748)","v":1029},{"$f":"IF(BZ5748=SUMIF(GHA!$AQ$51:$AQ$90,CB5747,GHA!$BK$51:$BK$90),CB5747+1,CB5747)","v":8},1031,{"$f":"SUMIF(GHA!$AQ$51:$AQ$90,CB5748,GHA!$BJ$51:$BJ$90)","v":1042.9053733257481}]
[null,null,null,null,null,null,null,null,null,null,null,null,null,null,null,null,null,null,null,null,null,null,null,null,null,null,null,null,null,null,null,null,null,null,null,null,null,null,null,null,null,null,null,null,null,null,null,null,null,null,null,null,null,null,null,null,null,null,null,null,null,null,null,null,null,null,null,null,null,null,null,null,null,null,null,241,8,5768,{"$f":"OFFSET(GHA!$D$1,IF($CA$1,BX5770,366-BX5770),BY5770)","v":902},{"$f":"IF(BZ5770=SUMIF(GHA!$AQ$51:$AQ$90,CB5769,GHA!$BK$51:$BK$90),CB5769+1,CB5769)","v":8},1030,{"$f":"SUMIF(GHA!$AQ$51:$AQ$90,CB5770,GHA!$BJ$51:$BJ$90)","v":1042.9053733257481}]
[null,null,null,null,null,null,null,null,null,null,null,null,null,null,null,null,null,null,null,null,null,null,null,null,null,null,null,null,null,null,null,null,null,null,null,null,null,null,null,null,null,null,null,null,null,null,null,null,null,null,null,null,null,null,null,null,null,null,null,null,null,null,null,null,null,null,null,null,null,null,null,null,null,null,null,242,{"$f":"BY5763","v":1},5785,{"$f":"OFFSET(GHA!$D$1,IF($CA$1,BX5787,366-BX5787),BY5787)","v":931},{"$f":"IF(BZ5787=SUMIF(GHA!$AQ$51:$AQ$90,CB5786,GHA!$BK$51:$BK$90),CB5786+1,CB5786)","v":8},1030,{"$f":"SUMIF(GHA!$AQ$51:$AQ$90,CB5787,GHA!$BJ$51:$BJ$90)","v":1042.9053733257481}]
[null,null,null,null,null,null,null,null,null,null,null,null,null,null,null,null,null,null,null,null,null,null,null,null,null,null,null,null,null,null,null,null,null,null,null,null,null,null,null,null,null,null,null,null,null,null,null,null,null,null,null,null,null,null,null,null,null,null,null,null,null,null,null,null,null,null,null,null,null,null,null,null,null,null,null,242,18,5802,{"$f":"OFFSET(GHA!$D$1,IF($CA$1,BX5804,366-BX5804),BY5804)","v":948},{"$f":"IF(BZ5804=SUMIF(GHA!$AQ$51:$AQ$90,CB5803,GHA!$BK$51:$BK$90),CB5803+1,CB5803)","v":8},1029,{"$f":"SUMIF(GHA!$AQ$51:$AQ$90,CB5804,GHA!$BJ$51:$BJ$90)","v":1042.9053733257481}]
[null,null,null,null,null,null,null,null,null,null,null,null,null,null,null,null,null,null,null,null,null,null,null,null,null,null,null,null,null,null,null,null,null,null,null,null,null,null,null,null,null,null,null,null,null,null,null,null,null,null,null,null,null,null,null,null,null,null,null,null,null,null,null,null,null,null,null,null,null,null,null,null,null,null,null,243,5,5813,{"$f":"OFFSET(GHA!$D$1,IF($CA$1,BX5815,366-BX5815),BY5815)","v":946},{"$f":"IF(BZ5815=SUMIF(GHA!$AQ$51:$AQ$90,CB5814,GHA!$BK$51:$BK$90),CB5814+1,CB5814)","v":8},1029,{"$f":"SUMIF(GHA!$AQ$51:$AQ$90,CB5815,GHA!$BJ$51:$BJ$90)","v":1042.9053733257481}]
[null,null,null,null,null,null,null,null,null,null,null,null,null,null,null,null,null,null,null,null,null,null,null,null,null,null,null,null,null,null,null,null,null,null,null,null,null,null,null,null,null,null,null,null,null,null,null,null,null,null,null,null,null,null,null,null,null,null,null,null,null,null,null,null,null,null,null,null,null,null,null,null,null,null,null,243,13,5821,{"$f":"OFFSET(GHA!$D$1,IF($CA$1,BX5823,366-BX5823),BY5823)","v":1040},{"$f":"IF(BZ5823=SUMIF(GHA!$AQ$51:$AQ$90,CB5822,GHA!$BK$51:$BK$90),CB5822+1,CB5822)","v":8},1029,{"$f":"SUMIF(GHA!$AQ$51:$AQ$90,CB5823,GHA!$BJ$51:$BJ$90)","v":1042.9053733257481}]
[null,null,null,null,null,null,null,null,null,null,null,null,null,null,null,null,null,null,null,null,null,null,null,null,null,null,null,null,null,null,null,null,null,null,null,null,null,null,null,null,null,null,null,null,null,null,null,null,null,null,null,null,null,null,null,null,null,null,null,null,null,null,null,null,null,null,null,null,null,null,null,null,null,null,null,244,6,5838,{"$f":"OFFSET(GHA!$D$1,IF($CA$1,BX5840,366-BX5840),BY5840)","v":928},{"$f":"IF(BZ5840=SUMIF(GHA!$AQ$51:$AQ$90,CB5839,GHA!$BK$51:$BK$90),CB5839+1,CB5839)","v":8},1028,{"$f":"SUMIF(GHA!$AQ$51:$AQ$90,CB5840,GHA!$BJ$51:$BJ$90)","v":1042.9053733257481}]
[null,null,null,null,null,null,null,null,null,null,null,null,null,null,null,null,null,null,null,null,null,null,null,null,null,null,null,null,null,null,null,null,null,null,null,null,null,null,null,null,null,null,null,null,null,null,null,null,null,null,null,null,null,null,null,null,null,null,null,null,null,null,null,null,null,null,null,null,null,null,null,null,null,null,null,245,7,5863,{"$f":"OFFSET(GHA!$D$1,IF($CA$1,BX5865,366-BX5865),BY5865)","v":961},{"$f":"IF(BZ5865=SUMIF(GHA!$AQ$51:$AQ$90,CB5864,GHA!$BK$51:$BK$90),CB5864+1,CB5864)","v":8},1027,{"$f":"SUMIF(GHA!$AQ$51:$AQ$90,CB5865,GHA!$BJ$51:$BJ$90)","v":1042.9053733257481}]
[null,null,null,null,null,null,null,null,null,null,null,null,null,null,null,null,null,null,null,null,null,null,null,null,null,null,null,null,null,null,null,null,null,null,null,null,null,null,null,null,null,null,null,null,null,null,null,null,null,null,null,null,null,null,null,null,null,null,null,null,null,null,null,null,null,null,null,null,null,null,null,null,null,null,null,245,17,5873,{"$f":"OFFSET(GHA!$D$1,IF($CA$1,BX5875,366-BX5875),BY5875)","v":1051},{"$f":"IF(BZ5875=SUMIF(GHA!$AQ$51:$AQ$90,CB5874,GHA!$BK$51:$BK$90),CB5874+1,CB5874)","v":8},1026,{"$f":"SUMIF(GHA!$AQ$51:$AQ$90,CB5875,GHA!$BJ$51:$BJ$90)","v":1042.9053733257481}]
[null,null,null,null,null,null,null,null,null,null,null,null,null,null,null,null,null,null,null,null,null,null,null,null,null,null,null,null,null,null,null,null,null,null,null,null,null,null,null,null,null,null,null,null,null,null,null,null,null,null,null,null,null,null,null,null,null,null,null,null,null,null,null,null,null,null,null,null,null,null,null,null,null,null,null,246,10,{"$f":"BZ5891+1","v":5890},{"$f":"OFFSET(GHA!$D$1,IF($CA$1,BX5892,366-BX5892),BY5892)","v":935},{"$f":"IF(BZ5892=SUMIF(GHA!$AQ$51:$AQ$90,CB5891,GHA!$BK$51:$BK$90),CB5891+1,CB5891)","v":8},1026,{"$f":"SUMIF(GHA!$AQ$51:$AQ$90,CB5892,GHA!$BJ$51:$BJ$90)","v":1042.9053733257481}]
[null,null,null,null,null,null,null,null,null,null,null,null,null,null,null,null,null,null,null,null,null,null,null,null,null,null,null,null,null,null,null,null,null,null,null,null,null,null,null,null,null,null,null,null,null,null,null,null,null,null,null,null,null,null,null,null,null,null,null,null,null,null,null,null,null,null,null,null,null,null,null,null,null,null,null,247,3,5907,{"$f":"OFFSET(GHA!$D$1,IF($CA$1,BX5909,366-BX5909),BY5909)","v":956},{"$f":"IF(BZ5909=SUMIF(GHA!$AQ$51:$AQ$90,CB5908,GHA!$BK$51:$BK$90),CB5908+1,CB5908)","v":8},1025,{"$f":"SUMIF(GHA!$AQ$51:$AQ$90,CB5909,GHA!$BJ$51:$BJ$90)","v":1042.9053733257481}]
[null,null,null,null,null,null,null,null,null,null,null,null,null,null,null,null,null,null,null,null,null,null,null,null,null,null,null,null,null,null,null,null,null,null,null,null,null,null,null,null,null,null,null,null,null,null,null,null,null,null,null,null,null,null,null,null,null,null,null,null,null,null,null,null,null,null,null,null,null,null,null,null,null,null,null,248,2,5930,{"$f":"OFFSET(GHA!$D$1,IF($CA$1,BX5932,366-BX5932),BY5932)","v":1001},{"$f":"IF(BZ5932=SUMIF(GHA!$AQ$51:$AQ$90,CB5931,GHA!$BK$51:$BK$90),CB5931+1,CB5931)","v":8},1024,{"$f":"SUMIF(GHA!$AQ$51:$AQ$90,CB5932,GHA!$BJ$51:$BJ$90)","v":1042.9053733257481}]
[null,null,null,null,null,null,null,null,null,null,null,null,null,null,null,null,null,null,null,null,null,null,null,null,null,null,null,null,null,null,null,null,null,null,null,null,null,null,null,null,null,null,null,null,null,null,null,null,null,null,null,null,null,null,null,null,null,null,null,null,null,null,null,null,null,null,null,null,null,null,null,null,null,null,null,248,14,5942,{"$f":"OFFSET(GHA!$D$1,IF($CA$1,BX5944,366-BX5944),BY5944)","v":931},{"$f":"IF(BZ5944=SUMIF(GHA!$AQ$51:$AQ$90,CB5943,GHA!$BK$51:$BK$90),CB5943+1,CB5943)","v":8},1024,{"$f":"SUMIF(GHA!$AQ$51:$AQ$90,CB5944,GHA!$BJ$51:$BJ$90)","v":1042.9053733257481}]
[null,null,null,null,null,null,null,null,null,null,null,null,null,null,null,null,null,null,null,null,null,null,null,null,null,null,null,null,null,null,null,null,null,null,null,null,null,null,null,null,null,null,null,null,null,null,null,null,null,null,null,null,null,null,null,null,null,null,null,null,null,null,null,null,null,null,null,null,null,null,null,null,null,null,null,249,7,5959,{"$f":"OFFSET(GHA!$D$1,IF($CA$1,BX5961,366-BX5961),BY5961)","v":942},{"$f":"IF(BZ5961=SUMIF(GHA!$AQ$51:$AQ$90,CB5960,GHA!$BK$51:$BK$90),CB5960+1,CB5960)","v":8},1023,{"$f":"SUMIF(GHA!$AQ$51:$AQ$90,CB5961,GHA!$BJ$51:$BJ$90)","v":1042.9053733257481}]
[null,null,null,null,null,null,null,null,null,null,null,null,null,null,null,null,null,null,null,null,null,null,null,null,null,null,null,null,null,null,null,null,null,null,null,null,null,null,null,null,null,null,null,null,null,null,null,null,null,null,null,null,null,null,null,null,null,null,null,null,null,null,null,null,null,null,null,null,null,null,null,null,null,null,null,250,4,5980,{"$f":"OFFSET(GHA!$D$1,IF($CA$1,BX5982,366-BX5982),BY5982)","v":981},{"$f":"IF(BZ5982=SUMIF(GHA!$AQ$51:$AQ$90,CB5981,GHA!$BK$51:$BK$90),CB5981+1,CB5981)","v":8},1022,{"$f":"SUMIF(GHA!$AQ$51:$AQ$90,CB5982,GHA!$BJ$51:$BJ$90)","v":1042.9053733257481}]
[null,null,null,null,null,null,null,null,null,null,null,null,null,null,null,null,null,null,null,null,null,null,null,null,null,null,null,null,null,null,null,null,null,null,null,null,null,null,null,null,null,null,null,null,null,null,null,null,null,null,null,null,null,null,null,null,null,null,null,null,null,null,null,null,null,null,null,null,null,null,null,null,null,null,null,250,18,5994,{"$f":"OFFSET(GHA!$D$1,IF($CA$1,BX5996,366-BX5996),BY5996)","v":1094},{"$f":"IF(BZ5996=SUMIF(GHA!$AQ$51:$AQ$90,CB5995,GHA!$BK$51:$BK$90),CB5995+1,CB5995)","v":8},1022,{"$f":"SUMIF(GHA!$AQ$51:$AQ$90,CB5996,GHA!$BJ$51:$BJ$90)","v":1042.9053733257481}]
[null,null,null,null,null,null,null,null,null,null,null,null,null,null,null,null,null,null,null,null,null,null,null,null,null,null,null,null,null,null,null,null,null,null,null,null,null,null,null,null,null,null,null,null,null,null,null,null,null,null,null,null,null,null,null,null,null,null,null,null,null,null,null,null,null,null,null,null,null,null,null,null,null,null,null,251,11,6011,{"$f":"OFFSET(GHA!$D$1,IF($CA$1,BX6013,366-BX6013),BY6013)","v":1070},{"$f":"IF(BZ6013=SUMIF(GHA!$AQ$51:$AQ$90,CB6012,GHA!$BK$51:$BK$90),CB6012+1,CB6012)","v":8},1021,{"$f":"SUMIF(GHA!$AQ$51:$AQ$90,CB6013,GHA!$BJ$51:$BJ$90)","v":1042.9053733257481}]
[null,null,null,null,null,null,null,null,null,null,null,null,null,null,null,null,null,null,null,null,null,null,null,null,null,null,null,null,null,null,null,null,null,null,null,null,null,null,null,null,null,null,null,null,null,null,null,null,null,null,null,null,null,null,null,null,null,null,null,null,null,null,null,null,null,null,null,null,null,null,null,null,null,null,null,252,4,6028,{"$f":"OFFSET(GHA!$D$1,IF($CA$1,BX6030,366-BX6030),BY6030)","v":980},{"$f":"IF(BZ6030=SUMIF(GHA!$AQ$51:$AQ$90,CB6029,GHA!$BK$51:$BK$90),CB6029+1,CB6029)","v":8},1020,{"$f":"SUMIF(GHA!$AQ$51:$AQ$90,CB6030,GHA!$BJ$51:$BJ$90)","v":1042.9053733257481}]
[null,null,null,null,null,null,null,null,null,null,null,null,null,null,null,null,null,null,null,null,null,null,null,null,null,null,null,null,null,null,null,null,null,null,null,null,null,null,null,null,null,null,null,null,null,null,null,null,null,null,null,null,null,null,null,null,null,null,null,null,null,null,null,null,null,null,null,null,null,null,null,null,null,null,null,252,22,6046,{"$f":"OFFSET(GHA!$D$1,IF($CA$1,BX6048,366-BX6048),BY6048)","v":1258},{"$f":"IF(BZ6048=SUMIF(GHA!$AQ$51:$AQ$90,CB6047,GHA!$BK$51:$BK$90),CB6047+1,CB6047)","v":8},1019,{"$f":"SUMIF(GHA!$AQ$51:$AQ$90,CB6048,GHA!$BJ$51:$BJ$90)","v":1042.9053733257481}]
[null,null,null,null,null,null,null,null,null,null,null,null,null,null,null,null,null,null,null,null,null,null,null,null,null,null,null,null,null,null,null,null,null,null,null,null,null,null,null,null,null,null,null,null,null,null,null,null,null,null,null,null,null,null,null,null,null,null,null,null,null,null,null,null,null,null,null,null,null,null,null,null,null,null,null,253,15,6063,{"$f":"OFFSET(GHA!$D$1,IF($CA$1,BX6065,366-BX6065),BY6065)","v":1142},{"$f":"IF(BZ6065=SUMIF(GHA!$AQ$51:$AQ$90,CB6064,GHA!$BK$51:$BK$90),CB6064+1,CB6064)","v":8},1019,{"$f":"SUMIF(GHA!$AQ$51:$AQ$90,CB6065,GHA!$BJ$51:$BJ$90)","v":1042.9053733257481}]
[null,null,null,null,null,null,null,null,null,null,null,null,null,null,null,null,null,null,null,null,null,null,null,null,null,null,null,null,null,null,null,null,null,null,null,null,null,null,null,null,null,null,null,null,null,null,null,null,null,null,null,null,null,null,null,null,null,null,null,null,null,null,null,null,null,null,null,null,null,null,null,null,null,null,null,254,8,6080,{"$f":"OFFSET(GHA!$D$1,IF($CA$1,BX6082,366-BX6082),BY6082)","v":1040},{"$f":"IF(BZ6082=SUMIF(GHA!$AQ$51:$AQ$90,CB6081,GHA!$BK$51:$BK$90),CB6081+1,CB6081)","v":8},1018,{"$f":"SUMIF(GHA!$AQ$51:$AQ$90,CB6082,GHA!$BJ$51:$BJ$90)","v":1042.9053733257481}]
[null,null,null,null,null,null,null,null,null,null,null,null,null,null,null,null,null,null,null,null,null,null,null,null,null,null,null,null,null,null,null,null,null,null,null,null,null,null,null,null,null,null,null,null,null,null,null,null,null,null,null,null,null,null,null,null,null,null,null,null,null,null,null,null,null,null,null,null,null,null,null,null,null,null,null,{"$f":"ROUNDDOWN((BZ6083-1)/24,0)+1","v":254},9,6081,{"$f":"OFFSET(GHA!$D$1,IF($CA$1,BX6083,366-BX6083),BY6083)","v":1108},{"$f":"IF(BZ6083=SUMIF(GHA!$AQ$51:$AQ$90,CB6082,GHA!$BK$51:$BK$90),CB6082+1,CB6082)","v":8},1018,{"$f":"SUMIF(GHA!$AQ$51:$AQ$90,CB6083,GHA!$BJ$51:$BJ$90)","v":1042.9053733257481}]
[null,null,null,null,null,null,null,null,null,null,null,null,null,null,null,null,null,null,null,null,null,null,null,null,null,null,null,null,null,null,null,null,null,null,null,null,null,null,null,null,null,null,null,null,null,null,null,null,null,null,null,null,null,null,null,null,null,null,null,null,null,null,null,null,null,null,null,null,null,null,null,null,null,null,null,255,17,6113,{"$f":"OFFSET(GHA!$D$1,IF($CA$1,BX6115,366-BX6115),BY6115)","v":968},{"$f":"IF(BZ6115=SUMIF(GHA!$AQ$51:$AQ$90,CB6114,GHA!$BK$51:$BK$90),CB6114+1,CB6114)","v":8},1017,{"$f":"SUMIF(GHA!$AQ$51:$AQ$90,CB6115,GHA!$BJ$51:$BJ$90)","v":1042.9053733257481}]
[null,null,null,null,null,null,null,null,null,null,null,null,null,null,null,null,null,null,null,null,null,null,null,null,null,null,null,null,null,null,null,null,null,null,null,null,null,null,null,null,null,null,null,null,null,null,null,null,null,null,null,null,null,null,null,null,null,null,null,null,null,null,null,null,null,null,null,null,null,null,null,null,null,null,null,255,20,6116,{"$f":"OFFSET(GHA!$D$1,IF($CA$1,BX6118,366-BX6118),BY6118)","v":1284.3},{"$f":"IF(BZ6118=SUMIF(GHA!$AQ$51:$AQ$90,CB6117,GHA!$BK$51:$BK$90),CB6117+1,CB6117)","v":8},1017,{"$f":"SUMIF(GHA!$AQ$51:$AQ$90,CB6118,GHA!$BJ$51:$BJ$90)","v":1042.9053733257481}]
[null,null,null,null,null,null,null,null,null,null,null,null,null,null,null,null,null,null,null,null,null,null,null,null,null,null,null,null,null,null,null,null,null,null,null,null,null,null,null,null,null,null,null,null,null,null,null,null,null,null,null,null,null,null,null,null,null,null,null,null,null,null,null,null,null,null,null,null,null,null,null,null,null,null,null,256,13,6133,{"$f":"OFFSET(GHA!$D$1,IF($CA$1,BX6135,366-BX6135),BY6135)","v":922},{"$f":"IF(BZ6135=SUMIF(GHA!$AQ$51:$AQ$90,CB6134,GHA!$BK$51:$BK$90),CB6134+1,CB6134)","v":8},1016,{"$f":"SUMIF(GHA!$AQ$51:$AQ$90,CB6135,GHA!$BJ$51:$BJ$90)","v":1042.9053733257481}]
[null,null,null,null,null,null,null,null,null,null,null,null,null,null,null,null,null,null,null,null,null,null,null,null,null,null,null,null,null,null,null,null,null,null,null,null,null,null,null,null,null,null,null,null,null,null,null,null,null,null,null,null,null,null,null,null,null,null,null,null,null,null,null,null,null,null,null,null,null,null,null,null,null,null,null,257,2,{"$f":"BZ6147+1","v":6146},{"$f":"OFFSET(GHA!$D$1,IF($CA$1,BX6148,366-BX6148),BY6148)","v":898},{"$f":"IF(BZ6148=SUMIF(GHA!$AQ$51:$AQ$90,CB6147,GHA!$BK$51:$BK$90),CB6147+1,CB6147)","v":8},1016,{"$f":"SUMIF(GHA!$AQ$51:$AQ$90,CB6148,GHA!$BJ$51:$BJ$90)","v":1042.9053733257481}]
[null,null,null,null,null,null,null,null,null,null,null,null,null,null,null,null,null,null,null,null,null,null,null,null,null,null,null,null,null,null,null,null,null,null,null,null,null,null,null,null,null,null,null,null,null,null,null,null,null,null,null,null,null,null,null,null,null,null,null,null,null,null,null,null,null,null,null,null,null,null,null,null,null,null,null,257,24,6168,{"$f":"OFFSET(GHA!$D$1,IF($CA$1,BX6170,366-BX6170),BY6170)","v":1026},{"$f":"IF(BZ6170=SUMIF(GHA!$AQ$51:$AQ$90,CB6169,GHA!$BK$51:$BK$90),CB6169+1,CB6169)","v":8},1015,{"$f":"SUMIF(GHA!$AQ$51:$AQ$90,CB6170,GHA!$BJ$51:$BJ$90)","v":1042.9053733257481}]
[null,null,null,null,null,null,null,null,null,null,null,null,null,null,null,null,null,null,null,null,null,null,null,null,null,null,null,null,null,null,null,null,null,null,null,null,null,null,null,null,null,null,null,null,null,null,null,null,null,null,null,null,null,null,null,null,null,null,null,null,null,null,null,null,null,null,null,null,null,null,null,null,null,null,null,258,17,6185,{"$f":"OFFSET(GHA!$D$1,IF($CA$1,BX6187,366-BX6187),BY6187)","v":1079},{"$f":"IF(BZ6187=SUMIF(GHA!$AQ$51:$AQ$90,CB6186,GHA!$BK$51:$BK$90),CB6186+1,CB6186)","v":8},1014,{"$f":"SUMIF(GHA!$AQ$51:$AQ$90,CB6187,GHA!$BJ$51:$BJ$90)","v":1042.9053733257481}]
[null,null,null,null,null,null,null,null,null,null,null,null,null,null,null,null,null,null,null,null,null,null,null,null,null,null,null,null,null,null,null,null,null,null,null,null,null,null,null,null,null,null,null,null,null,null,null,null,null,null,null,null,null,null,null,null,null,null,null,null,null,null,null,null,null,null,null,null,null,null,null,null,null,null,null,259,10,6202,{"$f":"OFFSET(GHA!$D$1,IF($CA$1,BX6204,366-BX6204),BY6204)","v":1009},{"$f":"IF(BZ6204=SUMIF(GHA!$AQ$51:$AQ$90,CB6203,GHA!$BK$51:$BK$90),CB6203+1,CB6203)","v":8},1014,{"$f":"SUMIF(GHA!$AQ$51:$AQ$90,CB6204,GHA!$BJ$51:$BJ$90)","v":1042.9053733257481}]
[null,null,null,null,null,null,null,null,null,null,null,null,null,null,null,null,null,null,null,null,null,null,null,null,null,null,null,null,null,null,null,null,null,null,null,null,null,null,null,null,null,null,null,null,null,null,null,null,null,null,null,null,null,null,null,null,null,null,null,null,null,null,null,null,null,null,null,null,null,null,null,null,null,null,null,259,21,6213,{"$f":"OFFSET(GHA!$D$1,IF($CA$1,BX6215,366-BX6215),BY6215)","v":1238.3},{"$f":"IF(BZ6215=SUMIF(GHA!$AQ$51:$AQ$90,CB6214,GHA!$BK$51:$BK$90),CB6214+1,CB6214)","v":8},1013,{"$f":"SUMIF(GHA!$AQ$51:$AQ$90,CB6215,GHA!$BJ$51:$BJ$90)","v":1042.9053733257481}]
[null,null,null,null,null,null,null,null,null,null,null,null,null,null,null,null,null,null,null,null,null,null,null,null,null,null,null,null,null,null,null,null,null,null,null,null,null,null,null,null,null,null,null,null,null,null,null,null,null,null,null,null,null,null,null,null,null,null,null,null,null,null,null,null,null,null,null,null,null,null,null,null,null,null,null,260,21,6237,{"$f":"OFFSET(GHA!$D$1,IF($CA$1,BX6239,366-BX6239),BY6239)","v":1272.3},{"$f":"IF(BZ6239=SUMIF(GHA!$AQ$51:$AQ$90,CB6238,GHA!$BK$51:$BK$90),CB6238+1,CB6238)","v":8},1013,{"$f":"SUMIF(GHA!$AQ$51:$AQ$90,CB6239,GHA!$BJ$51:$BJ$90)","v":1042.9053733257481}]
[null,null,null,null,null,null,null,null,null,null,null,null,null,null,null,null,null,null,null,null,null,null,null,null,null,null,null,null,null,null,null,null,null,null,null,null,null,null,null,null,null,null,null,null,null,null,null,null,null,null,null,null,null,null,null,null,null,null,null,null,null,null,null,null,null,null,null,null,null,null,null,null,null,null,null,261,14,6254,{"$f":"OFFSET(GHA!$D$1,IF($CA$1,BX6256,366-BX6256),BY6256)","v":1110},{"$f":"IF(BZ6256=SUMIF(GHA!$AQ$51:$AQ$90,CB6255,GHA!$BK$51:$BK$90),CB6255+1,CB6255)","v":8},1012,{"$f":"SUMIF(GHA!$AQ$51:$AQ$90,CB6256,GHA!$BJ$51:$BJ$90)","v":1042.9053733257481}]
[null,null,null,null,null,null,null,null,null,null,null,null,null,null,null,null,null,null,null,null,null,null,null,null,null,null,null,null,null,null,null,null,null,null,null,null,null,null,null,null,null,null,null,null,null,null,null,null,null,null,null,null,null,null,null,null,null,null,null,null,null,null,null,null,null,null,null,null,null,null,null,null,null,null,null,262,7,6271,{"$f":"OFFSET(GHA!$D$1,IF($CA$1,BX6273,366-BX6273),BY6273)","v":955},{"$f":"IF(BZ6273=SUMIF(GHA!$AQ$51:$AQ$90,CB6272,GHA!$BK$51:$BK$90),CB6272+1,CB6272)","v":8},1011,{"$f":"SUMIF(GHA!$AQ$51:$AQ$90,CB6273,GHA!$BJ$51:$BJ$90)","v":1042.9053733257481}]
[null,null,null,null,null,null,null,null,null,null,null,null,null,null,null,null,null,null,null,null,null,null,null,null,null,null,null,null,null,null,null,null,null,null,null,null,null,null,null,null,null,null,null,null,null,null,null,null,null,null,null,null,null,null,null,null,null,null,null,null,null,null,null,null,null,null,null,null,null,null,null,null,null,null,null,262,15,6279,{"$f":"OFFSET(GHA!$D$1,IF($CA$1,BX6281,366-BX6281),BY6281)","v":988},{"$f":"IF(BZ6281=SUMIF(GHA!$AQ$51:$AQ$90,CB6280,GHA!$BK$51:$BK$90),CB6280+1,CB6280)","v":8},1011,{"$f":"SUMIF(GHA!$AQ$51:$AQ$90,CB6281,GHA!$BJ$51:$BJ$90)","v":1042.9053733257481}]
[null,null,null,null,null,null,null,null,null,null,null,null,null,null,null,null,null,null,null,null,null,null,null,null,null,null,null,null,null,null,null,null,null,null,null,null,null,null,null,null,null,null,null,null,null,null,null,null,null,null,null,null,null,null,null,null,null,null,null,null,null,null,null,null,null,null,null,null,null,null,null,null,null,null,null,263,18,6306,{"$f":"OFFSET(GHA!$D$1,IF($CA$1,BX6308,366-BX6308),BY6308)","v":1000},{"$f":"IF(BZ6308=SUMIF(GHA!$AQ$51:$AQ$90,CB6307,GHA!$BK$51:$BK$90),CB6307+1,CB6307)","v":8},1010,{"$f":"SUMIF(GHA!$AQ$51:$AQ$90,CB6308,GHA!$BJ$51:$BJ$90)","v":1042.9053733257481}]
[null,null,null,null,null,null,null,null,null,null,null,null,null,null,null,null,null,null,null,null,null,null,null,null,null,null,null,null,null,null,null,null,null,null,null,null,null,null,null,null,null,null,null,null,null,null,null,null,null,null,null,null,null,null,null,null,null,null,null,null,null,null,null,null,null,null,null,null,null,null,null,null,null,null,null,264,11,6323,{"$f":"OFFSET(GHA!$D$1,IF($CA$1,BX6325,366-BX6325),BY6325)","v":960},{"$f":"IF(BZ6325=SUMIF(GHA!$AQ$51:$AQ$90,CB6324,GHA!$BK$51:$BK$90),CB6324+1,CB6324)","v":8},1009,{"$f":"SUMIF(GHA!$AQ$51:$AQ$90,CB6325,GHA!$BJ$51:$BJ$90)","v":1042.9053733257481}]
[null,null,null,null,null,null,null,null,null,null,null,null,null,null,null,null,null,null,null,null,null,null,null,null,null,null,null,null,null,null,null,null,null,null,null,null,null,null,null,null,null,null,null,null,null,null,null,null,null,null,null,null,null,null,null,null,null,null,null,null,null,null,null,null,null,null,null,null,null,null,null,null,null,null,null,264,17,6329,{"$f":"OFFSET(GHA!$D$1,IF($CA$1,BX6331,366-BX6331),BY6331)","v":976},{"$f":"IF(BZ6331=SUMIF(GHA!$AQ$51:$AQ$90,CB6330,GHA!$BK$51:$BK$90),CB6330+1,CB6330)","v":8},1009,{"$f":"SUMIF(GHA!$AQ$51:$AQ$90,CB6331,GHA!$BJ$51:$BJ$90)","v":1042.9053733257481}]
[null,null,null,null,null,null,null,null,null,null,null,null,null,null,null,null,null,null,null,null,null,null,null,null,null,null,null,null,null,null,null,null,null,null,null,null,null,null,null,null,null,null,null,null,null,null,null,null,null,null,null,null,null,null,null,null,null,null,null,null,null,null,null,null,null,null,null,null,null,null,null,null,null,null,null,265,6,6342,{"$f":"OFFSET(GHA!$D$1,IF($CA$1,BX6344,366-BX6344),BY6344)","v":1064},{"$f":"IF(BZ6344=SUMIF(GHA!$AQ$51:$AQ$90,CB6343,GHA!$BK$51:$BK$90),CB6343+1,CB6343)","v":8},1009,{"$f":"SUMIF(GHA!$AQ$51:$AQ$90,CB6344,GHA!$BJ$51:$BJ$90)","v":1042.9053733257481}]
[null,null,null,null,null,null,null,null,null,null,null,null,null,null,null,null,null,null,null,null,null,null,null,null,null,null,null,null,null,null,null,null,null,null,null,null,null,null,null,null,null,null,null,null,null,null,null,null,null,null,null,null,null,null,null,null,null,null,null,null,null,null,null,null,null,null,null,null,null,null,null,null,null,null,null,265,23,6359,{"$f":"OFFSET(GHA!$D$1,IF($CA$1,BX6361,366-BX6361),BY6361)","v":1157},{"$f":"IF(BZ6361=SUMIF(GHA!$AQ$51:$AQ$90,CB6360,GHA!$BK$51:$BK$90),CB6360+1,CB6360)","v":8},1008,{"$f":"SUMIF(GHA!$AQ$51:$AQ$90,CB6361,GHA!$BJ$51:$BJ$90)","v":1042.9053733257481}]
[null,null,null,null,null,null,null,null,null,null,null,null,null,null,null,null,null,null,null,null,null,null,null,null,null,null,null,null,null,null,null,null,null,null,null,null,null,null,null,null,null,null,null,null,null,null,null,null,null,null,null,null,null,null,null,null,null,null,null,null,null,null,null,null,null,null,null,null,null,null,null,null,null,null,null,266,16,6376,{"$f":"OFFSET(GHA!$D$1,IF($CA$1,BX6378,366-BX6378),BY6378)","v":1114},{"$f":"IF(BZ6378=SUMIF(GHA!$AQ$51:$AQ$90,CB6377,GHA!$BK$51:$BK$90),CB6377+1,CB6377)","v":8},1008,{"$f":"SUMIF(GHA!$AQ$51:$AQ$90,CB6378,GHA!$BJ$51:$BJ$90)","v":1042.9053733257481}]
[null,null,null,null,null,null,null,null,null,null,null,null,null,null,null,null,null,null,null,null,null,null,null,null,null,null,null,null,null,null,null,null,null,null,null,null,null,null,null,null,null,null,null,null,null,null,null,null,null,null,null,null,null,null,null,null,null,null,null,null,null,null,null,null,null,null,null,null,null,null,null,null,null,null,null,267,12,6396,{"$f":"OFFSET(GHA!$D$1,IF($CA$1,BX6398,366-BX6398),BY6398)","v":1084},{"$f":"IF(BZ6398=SUMIF(GHA!$AQ$51:$AQ$90,CB6397,GHA!$BK$51:$BK$90),CB6397+1,CB6397)","v":8},1007,{"$f":"SUMIF(GHA!$AQ$51:$AQ$90,CB6398,GHA!$BJ$51:$BJ$90)","v":1042.9053733257481}]
[null,null,null,null,null,null,null,null,null,null,null,null,null,null,null,null,null,null,null,null,null,null,null,null,null,null,null,null,null,null,null,null,null,null,null,null,null,null,null,null,null,null,null,null,null,null,null,null,null,null,null,null,null,null,null,null,null,null,null,null,null,null,null,null,null,null,null,null,null,null,null,null,null,null,null,268,3,6411,{"$f":"OFFSET(GHA!$D$1,IF($CA$1,BX6413,366-BX6413),BY6413)","v":1000},{"$f":"IF(BZ6413=SUMIF(GHA!$AQ$51:$AQ$90,CB6412,GHA!$BK$51:$BK$90),CB6412+1,CB6412)","v":8},1006,{"$f":"SUMIF(GHA!$AQ$51:$AQ$90,CB6413,GHA!$BJ$51:$BJ$90)","v":1042.9053733257481}]
[null,null,null,null,null,null,null,null,null,null,null,null,null,null,null,null,null,null,null,null,null,null,null,null,null,null,null,null,null,null,null,null,null,null,null,null,null,null,null,null,null,null,null,null,null,null,null,null,null,null,null,null,null,null,null,null,null,null,null,null,null,null,null,null,null,null,null,null,null,null,null,null,null,null,null,268,20,6428,{"$f":"OFFSET(GHA!$D$1,IF($CA$1,BX6430,366-BX6430),BY6430)","v":1272.0999999999999},{"$f":"IF(BZ6430=SUMIF(GHA!$AQ$51:$AQ$90,CB6429,GHA!$BK$51:$BK$90),CB6429+1,CB6429)","v":8},1006,{"$f":"SUMIF(GHA!$AQ$51:$AQ$90,CB6430,GHA!$BJ$51:$BJ$90)","v":1042.9053733257481}]
[null,null,null,null,null,null,null,null,null,null,null,null,null,null,null,null,null,null,null,null,null,null,null,null,null,null,null,null,null,null,null,null,null,null,null,null,null,null,null,null,null,null,null,null,null,null,null,null,null,null,null,null,null,null,null,null,null,null,null,null,null,null,null,null,null,null,null,null,null,null,null,null,null,null,null,269,14,6446,{"$f":"OFFSET(GHA!$D$1,IF($CA$1,BX6448,366-BX6448),BY6448)","v":939},{"$f":"IF(BZ6448=SUMIF(GHA!$AQ$51:$AQ$90,CB6447,GHA!$BK$51:$BK$90),CB6447+1,CB6447)","v":9},1005,{"$f":"SUMIF(GHA!$AQ$51:$AQ$90,CB6448,GHA!$BJ$51:$BJ$90)","v":1002.362232423179}]
[null,null,null,null,null,null,null,null,null,null,null,null,null,null,null,null,null,null,null,null,null,null,null,null,null,null,null,null,null,null,null,null,null,null,null,null,null,null,null,null,null,null,null,null,null,null,null,null,null,null,null,null,null,null,null,null,null,null,null,null,null,null,null,null,null,null,null,null,null,null,null,null,null,null,null,270,7,6463,{"$f":"OFFSET(GHA!$D$1,IF($CA$1,BX6465,366-BX6465),BY6465)","v":934},{"$f":"IF(BZ6465=SUMIF(GHA!$AQ$51:$AQ$90,CB6464,GHA!$BK$51:$BK$90),CB6464+1,CB6464)","v":9},1004,{"$f":"SUMIF(GHA!$AQ$51:$AQ$90,CB6465,GHA!$BJ$51:$BJ$90)","v":1002.362232423179}]
[null,null,null,null,null,null,null,null,null,null,null,null,null,null,null,null,null,null,null,null,null,null,null,null,null,null,null,null,null,null,null,null,null,null,null,null,null,null,null,null,null,null,null,null,null,null,null,null,null,null,null,null,null,null,null,null,null,null,null,null,null,null,null,null,null,null,null,null,null,null,null,null,null,null,null,270,24,6480,{"$f":"OFFSET(GHA!$D$1,IF($CA$1,BX6482,366-BX6482),BY6482)","v":1011},{"$f":"IF(BZ6482=SUMIF(GHA!$AQ$51:$AQ$90,CB6481,GHA!$BK$51:$BK$90),CB6481+1,CB6481)","v":9},1003,{"$f":"SUMIF(GHA!$AQ$51:$AQ$90,CB6482,GHA!$BJ$51:$BJ$90)","v":1002.362232423179}]
[null,null,null,null,null,null,null,null,null,null,null,null,null,null,null,null,null,null,null,null,null,null,null,null,null,null,null,null,null,null,null,null,null,null,null,null,null,null,null,null,null,null,null,null,null,null,null,null,null,null,null,null,null,null,null,null,null,null,null,null,null,null,null,null,null,null,null,null,null,null,null,null,null,null,null,271,17,6497,{"$f":"OFFSET(GHA!$D$1,IF($CA$1,BX6499,366-BX6499),BY6499)","v":1184},{"$f":"IF(BZ6499=SUMIF(GHA!$AQ$51:$AQ$90,CB6498,GHA!$BK$51:$BK$90),CB6498+1,CB6498)","v":9},1002,{"$f":"SUMIF(GHA!$AQ$51:$AQ$90,CB6499,GHA!$BJ$51:$BJ$90)","v":1002.362232423179}]
[null,null,null,null,null,null,null,null,null,null,null,null,null,null,null,null,null,null,null,null,null,null,null,null,null,null,null,null,null,null,null,null,null,null,null,null,null,null,null,null,null,null,null,null,null,null,null,null,null,null,null,null,null,null,null,null,null,null,null,null,null,null,null,null,null,null,null,null,null,null,null,null,null,null,null,272,8,6512,{"$f":"OFFSET(GHA!$D$1,IF($CA$1,BX6514,366-BX6514),BY6514)","v":1063},{"$f":"IF(BZ6514=SUMIF(GHA!$AQ$51:$AQ$90,CB6513,GHA!$BK$51:$BK$90),CB6513+1,CB6513)","v":9},1002,{"$f":"SUMIF(GHA!$AQ$51:$AQ$90,CB6514,GHA!$BJ$51:$BJ$90)","v":1002.362232423179}]
[null,null,null,null,null,null,null,null,null,null,null,null,null,null,null,null,null,null,null,null,null,null,null,null,null,null,null,null,null,null,null,null,null,null,null,null,null,null,null,null,null,null,null,null,null,null,null,null,null,null,null,null,null,null,null,null,null,null,null,null,null,null,null,null,null,null,null,null,null,null,null,null,null,null,null,273,4,6532,{"$f":"OFFSET(GHA!$D$1,IF($CA$1,BX6534,366-BX6534),BY6534)","v":1042},{"$f":"IF(BZ6534=SUMIF(GHA!$AQ$51:$AQ$90,CB6533,GHA!$BK$51:$BK$90),CB6533+1,CB6533)","v":9},1001,{"$f":"SUMIF(GHA!$AQ$51:$AQ$90,CB6534,GHA!$BJ$51:$BJ$90)","v":1002.362232423179}]
[null,null,null,null,null,null,null,null,null,null,null,null,null,null,null,null,null,null,null,null,null,null,null,null,null,null,null,null,null,null,null,null,null,null,null,null,null,null,null,null,null,null,null,null,null,null,null,null,null,null,null,null,null,null,null,null,null,null,null,null,null,null,null,null,null,null,null,null,null,null,null,null,null,null,null,273,21,6549,{"$f":"OFFSET(GHA!$D$1,IF($CA$1,BX6551,366-BX6551),BY6551)","v":1333.9},{"$f":"IF(BZ6551=SUMIF(GHA!$AQ$51:$AQ$90,CB6550,GHA!$BK$51:$BK$90),CB6550+1,CB6550)","v":9},1000,{"$f":"SUMIF(GHA!$AQ$51:$AQ$90,CB6551,GHA!$BJ$51:$BJ$90)","v":1002.362232423179}]
[null,null,null,null,null,null,null,null,null,null,null,null,null,null,null,null,null,null,null,null,null,null,null,null,null,null,null,null,null,null,null,null,null,null,null,null,null,null,null,null,null,null,null,null,null,null,null,null,null,null,null,null,null,null,null,null,null,null,null,null,null,null,null,null,null,null,null,null,null,null,null,null,null,null,null,274,14,6566,{"$f":"OFFSET(GHA!$D$1,IF($CA$1,BX6568,366-BX6568),BY6568)","v":1134},{"$f":"IF(BZ6568=SUMIF(GHA!$AQ$51:$AQ$90,CB6567,GHA!$BK$51:$BK$90),CB6567+1,CB6567)","v":9},1000,{"$f":"SUMIF(GHA!$AQ$51:$AQ$90,CB6568,GHA!$BJ$51:$BJ$90)","v":1002.362232423179}]
[null,null,null,null,null,null,null,null,null,null,null,null,null,null,null,null,null,null,null,null,null,null,null,null,null,null,null,null,null,null,null,null,null,null,null,null,null,null,null,null,null,null,null,null,null,null,null,null,null,null,null,null,null,null,null,null,null,null,null,null,null,null,null,null,null,null,null,null,null,null,null,null,null,null,null,275,3,6579,{"$f":"OFFSET(GHA!$D$1,IF($CA$1,BX6581,366-BX6581),BY6581)","v":980},{"$f":"IF(BZ6581=SUMIF(GHA!$AQ$51:$AQ$90,CB6580,GHA!$BK$51:$BK$90),CB6580+1,CB6580)","v":9},999,{"$f":"SUMIF(GHA!$AQ$51:$AQ$90,CB6581,GHA!$BJ$51:$BJ$90)","v":1002.362232423179}]
[null,null,null,null,null,null,null,null,null,null,null,null,null,null,null,null,null,null,null,null,null,null,null,null,null,null,null,null,null,null,null,null,null,null,null,null,null,null,null,null,null,null,null,null,null,null,null,null,null,null,null,null,null,null,null,null,null,null,null,null,null,null,null,null,null,null,null,null,null,null,null,null,null,null,null,276,1,6601,{"$f":"OFFSET(GHA!$D$1,IF($CA$1,BX6603,366-BX6603),BY6603)","v":1059},{"$f":"IF(BZ6603=SUMIF(GHA!$AQ$51:$AQ$90,CB6602,GHA!$BK$51:$BK$90),CB6602+1,CB6602)","v":9},998,{"$f":"SUMIF(GHA!$AQ$51:$AQ$90,CB6603,GHA!$BJ$51:$BJ$90)","v":1002.362232423179}]
[null,null,null,null,null,null,null,null,null,null,null,null,null,null,null,null,null,null,null,null,null,null,null,null,null,null,null,null,null,null,null,null,null,null,null,null,null,null,null,null,null,null,null,null,null,null,null,null,null,null,null,null,null,null,null,null,null,null,null,null,null,null,null,null,null,null,null,null,null,null,null,null,null,null,null,276,2,6602,{"$f":"OFFSET(GHA!$D$1,IF($CA$1,BX6604,366-BX6604),BY6604)","v":1019},{"$f":"IF(BZ6604=SUMIF(GHA!$AQ$51:$AQ$90,CB6603,GHA!$BK$51:$BK$90),CB6603+1,CB6603)","v":9},998,{"$f":"SUMIF(GHA!$AQ$51:$AQ$90,CB6604,GHA!$BJ$51:$BJ$90)","v":1002.362232423179}]
[null,null,null,null,null,null,null,null,null,null,null,null,null,null,null,null,null,null,null,null,null,null,null,null,null,null,null,null,null,null,null,null,null,null,null,null,null,null,null,null,null,null,null,null,null,null,null,null,null,null,null,null,null,null,null,null,null,null,null,null,null,null,null,null,null,null,null,null,null,null,null,null,null,null,null,277,5,6629,{"$f":"OFFSET(GHA!$D$1,IF($CA$1,BX6631,366-BX6631),BY6631)","v":945},{"$f":"IF(BZ6631=SUMIF(GHA!$AQ$51:$AQ$90,CB6630,GHA!$BK$51:$BK$90),CB6630+1,CB6630)","v":9},997,{"$f":"SUMIF(GHA!$AQ$51:$AQ$90,CB6631,GHA!$BJ$51:$BJ$90)","v":1002.362232423179}]
[null,null,null,null,null,null,null,null,null,null,null,null,null,null,null,null,null,null,null,null,null,null,null,null,null,null,null,null,null,null,null,null,null,null,null,null,null,null,null,null,null,null,null,null,null,null,null,null,null,null,null,null,null,null,null,null,null,null,null,null,null,null,null,null,null,null,null,null,null,null,null,null,null,null,null,277,13,6637,{"$f":"OFFSET(GHA!$D$1,IF($CA$1,BX6639,366-BX6639),BY6639)","v":934},{"$f":"IF(BZ6639=SUMIF(GHA!$AQ$51:$AQ$90,CB6638,GHA!$BK$51:$BK$90),CB6638+1,CB6638)","v":9},997,{"$f":"SUMIF(GHA!$AQ$51:$AQ$90,CB6639,GHA!$BJ$51:$BJ$90)","v":1002.362232423179}]
[null,null,null,null,null,null,null,null,null,null,null,null,null,null,null,null,null,null,null,null,null,null,null,null,null,null,null,null,null,null,null,null,null,null,null,null,null,null,null,null,null,null,null,null,null,null,null,null,null,null,null,null,null,null,null,null,null,null,null,null,null,null,null,null,null,null,null,null,null,null,null,null,null,null,null,278,6,6654,{"$f":"OFFSET(GHA!$D$1,IF($CA$1,BX6656,366-BX6656),BY6656)","v":1074},{"$f":"IF(BZ6656=SUMIF(GHA!$AQ$51:$AQ$90,CB6655,GHA!$BK$51:$BK$90),CB6655+1,CB6655)","v":9},997,{"$f":"SUMIF(GHA!$AQ$51:$AQ$90,CB6656,GHA!$BJ$51:$BJ$90)","v":1002.362232423179}]
[null,null,null,null,null,null,null,null,null,null,null,null,null,null,null,null,null,null,null,null,null,null,null,null,null,null,null,null,null,null,null,null,null,null,null,null,null,null,null,null,null,null,null,null,null,null,null,null,null,null,null,null,null,null,null,null,null,null,null,null,null,null,null,null,null,null,null,null,null,null,null,null,null,null,null,278,23,6671,{"$f":"OFFSET(GHA!$D$1,IF($CA$1,BX6673,366-BX6673),BY6673)","v":1118},{"$f":"IF(BZ6673=SUMIF(GHA!$AQ$51:$AQ$90,CB6672,GHA!$BK$51:$BK$90),CB6672+1,CB6672)","v":9},996,{"$f":"SUMIF(GHA!$AQ$51:$AQ$90,CB6673,GHA!$BJ$51:$BJ$90)","v":1002.362232423179}]
[null,null,null,null,null,null,null,null,null,null,null,null,null,null,null,null,null,null,null,null,null,null,null,null,null,null,null,null,null,null,null,null,null,null,null,null,null,null,null,null,null,null,null,null,null,null,null,null,null,null,null,null,null,null,null,null,null,null,null,null,null,null,null,null,null,null,null,null,null,null,null,null,null,null,null,279,24,6696,{"$f":"OFFSET(GHA!$D$1,IF($CA$1,BX6698,366-BX6698),BY6698)","v":1063},{"$f":"IF(BZ6698=SUMIF(GHA!$AQ$51:$AQ$90,CB6697,GHA!$BK$51:$BK$90),CB6697+1,CB6697)","v":9},995,{"$f":"SUMIF(GHA!$AQ$51:$AQ$90,CB6698,GHA!$BJ$51:$BJ$90)","v":1002.362232423179}]
[null,null,null,null,null,null,null,null,null,null,null,null,null,null,null,null,null,null,null,null,null,null,null,null,null,null,null,null,null,null,null,null,null,null,null,null,null,null,null,null,null,null,null,null,null,null,null,null,null,null,null,null,null,null,null,null,null,null,null,null,null,null,null,null,null,null,null,null,null,null,null,null,null,null,null,280,10,6706,{"$f":"OFFSET(GHA!$D$1,IF($CA$1,BX6708,366-BX6708),BY6708)","v":1097},{"$f":"IF(BZ6708=SUMIF(GHA!$AQ$51:$AQ$90,CB6707,GHA!$BK$51:$BK$90),CB6707+1,CB6707)","v":9},994,{"$f":"SUMIF(GHA!$AQ$51:$AQ$90,CB6708,GHA!$BJ$51:$BJ$90)","v":1002.362232423179}]
[null,null,null,null,null,null,null,null,null,null,null,null,null,null,null,null,null,null,null,null,null,null,null,null,null,null,null,null,null,null,null,null,null,null,null,null,null,null,null,null,null,null,null,null,null,null,null,null,null,null,null,null,null,null,null,null,null,null,null,null,null,null,null,null,null,null,null,null,null,null,null,null,null,null,null,281,3,6723,{"$f":"OFFSET(GHA!$D$1,IF($CA$1,BX6725,366-BX6725),BY6725)","v":1009},{"$f":"IF(BZ6725=SUMIF(GHA!$AQ$51:$AQ$90,CB6724,GHA!$BK$51:$BK$90),CB6724+1,CB6724)","v":9},994,{"$f":"SUMIF(GHA!$AQ$51:$AQ$90,CB6725,GHA!$BJ$51:$BJ$90)","v":1002.362232423179}]
[null,null,null,null,null,null,null,null,null,null,null,null,null,null,null,null,null,null,null,null,null,null,null,null,null,null,null,null,null,null,null,null,null,null,null,null,null,null,null,null,null,null,null,null,null,null,null,null,null,null,null,null,null,null,null,null,null,null,null,null,null,null,null,null,null,null,null,null,null,null,null,null,null,null,null,281,20,6740,{"$f":"OFFSET(GHA!$D$1,IF($CA$1,BX6742,366-BX6742),BY6742)","v":1325},{"$f":"IF(BZ6742=SUMIF(GHA!$AQ$51:$AQ$90,CB6741,GHA!$BK$51:$BK$90),CB6741+1,CB6741)","v":9},993,{"$f":"SUMIF(GHA!$AQ$51:$AQ$90,CB6742,GHA!$BJ$51:$BJ$90)","v":1002.362232423179}]
[null,null,null,null,null,null,null,null,null,null,null,null,null,null,null,null,null,null,null,null,null,null,null,null,null,null,null,null,null,null,null,null,null,null,null,null,null,null,null,null,null,null,null,null,null,null,null,null,null,null,null,null,null,null,null,null,null,null,null,null,null,null,null,null,null,null,null,null,null,null,null,null,null,null,null,282,18,6762,{"$f":"OFFSET(GHA!$D$1,IF($CA$1,BX6764,366-BX6764),BY6764)","v":1225},{"$f":"IF(BZ6764=SUMIF(GHA!$AQ$51:$AQ$90,CB6763,GHA!$BK$51:$BK$90),CB6763+1,CB6763)","v":9},992,{"$f":"SUMIF(GHA!$AQ$51:$AQ$90,CB6764,GHA!$BJ$51:$BJ$90)","v":1002.362232423179}]
[null,null,null,null,null,null,null,null,null,null,null,null,null,null,null,null,null,null,null,null,null,null,null,null,null,null,null,null,null,null,null,null,null,null,null,null,null,null,null,null,null,null,null,null,null,null,null,null,null,null,null,null,null,null,null,null,null,null,null,null,null,null,null,null,null,null,null,null,null,null,null,null,null,null,null,283,7,6775,{"$f":"OFFSET(GHA!$D$1,IF($CA$1,BX6777,366-BX6777),BY6777)","v":948},{"$f":"IF(BZ6777=SUMIF(GHA!$AQ$51:$AQ$90,CB6776,GHA!$BK$51:$BK$90),CB6776+1,CB6776)","v":9},992,{"$f":"SUMIF(GHA!$AQ$51:$AQ$90,CB6777,GHA!$BJ$51:$BJ$90)","v":1002.362232423179}]
[null,null,null,null,null,null,null,null,null,null,null,null,null,null,null,null,null,null,null,null,null,null,null,null,null,null,null,null,null,null,null,null,null,null,null,null,null,null,null,null,null,null,null,null,null,null,null,null,null,null,null,null,null,null,null,null,null,null,null,null,null,null,null,null,null,null,null,null,null,null,null,null,null,null,null,283,24,6792,{"$f":"OFFSET(GHA!$D$1,IF($CA$1,BX6794,366-BX6794),BY6794)","v":1109},{"$f":"IF(BZ6794=SUMIF(GHA!$AQ$51:$AQ$90,CB6793,GHA!$BK$51:$BK$90),CB6793+1,CB6793)","v":9},991,{"$f":"SUMIF(GHA!$AQ$51:$AQ$90,CB6794,GHA!$BJ$51:$BJ$90)","v":1002.362232423179}]
[null,null,null,null,null,null,null,null,null,null,null,null,null,null,null,null,null,null,null,null,null,null,null,null,null,null,null,null,null,null,null,null,null,null,null,null,null,null,null,null,null,null,null,null,null,null,null,null,null,null,null,null,null,null,null,null,null,null,null,null,null,null,null,null,null,null,null,null,null,null,null,null,null,null,null,284,20,6812,{"$f":"OFFSET(GHA!$D$1,IF($CA$1,BX6814,366-BX6814),BY6814)","v":1290.7},{"$f":"IF(BZ6814=SUMIF(GHA!$AQ$51:$AQ$90,CB6813,GHA!$BK$51:$BK$90),CB6813+1,CB6813)","v":9},990,{"$f":"SUMIF(GHA!$AQ$51:$AQ$90,CB6814,GHA!$BJ$51:$BJ$90)","v":1002.362232423179}]
[null,null,null,null,null,null,null,null,null,null,null,null,null,null,null,null,null,null,null,null,null,null,null,null,null,null,null,null,null,null,null,null,null,null,null,null,null,null,null,null,null,null,null,null,null,null,null,null,null,null,null,null,null,null,null,null,null,null,null,null,null,null,null,null,null,null,null,null,null,null,null,null,null,null,null,285,11,6827,{"$f":"OFFSET(GHA!$D$1,IF($CA$1,BX6829,366-BX6829),BY6829)","v":1153},{"$f":"IF(BZ6829=SUMIF(GHA!$AQ$51:$AQ$90,CB6828,GHA!$BK$51:$BK$90),CB6828+1,CB6828)","v":9},990,{"$f":"SUMIF(GHA!$AQ$51:$AQ$90,CB6829,GHA!$BJ$51:$BJ$90)","v":1002.362232423179}]
[null,null,null,null,null,null,null,null,null,null,null,null,null,null,null,null,null,null,null,null,null,null,null,null,null,null,null,null,null,null,null,null,null,null,null,null,null,null,null,null,null,null,null,null,null,null,null,null,null,null,null,null,null,null,null,null,null,null,null,null,null,null,null,null,null,null,null,null,null,null,null,null,null,null,null,286,4,6844,{"$f":"OFFSET(GHA!$D$1,IF($CA$1,BX6846,366-BX6846),BY6846)","v":1042},{"$f":"IF(BZ6846=SUMIF(GHA!$AQ$51:$AQ$90,CB6845,GHA!$BK$51:$BK$90),CB6845+1,CB6845)","v":9},989,{"$f":"SUMIF(GHA!$AQ$51:$AQ$90,CB6846,GHA!$BJ$51:$BJ$90)","v":1002.362232423179}]
[null,null,null,null,null,null,null,null,null,null,null,null,null,null,null,null,null,null,null,null,null,null,null,null,null,null,null,null,null,null,null,null,null,null,null,null,null,null,null,null,null,null,null,null,null,null,null,null,null,null,null,null,null,null,null,null,null,null,null,null,null,null,null,null,null,null,null,null,null,null,null,null,null,null,null,286,21,6861,{"$f":"OFFSET(GHA!$D$1,IF($CA$1,BX6863,366-BX6863),BY6863)","v":1315.6},{"$f":"IF(BZ6863=SUMIF(GHA!$AQ$51:$AQ$90,CB6862,GHA!$BK$51:$BK$90),CB6862+1,CB6862)","v":9},988,{"$f":"SUMIF(GHA!$AQ$51:$AQ$90,CB6863,GHA!$BJ$51:$BJ$90)","v":1002.362232423179}]
[null,null,null,null,null,null,null,null,null,null,null,null,null,null,null,null,null,null,null,null,null,null,null,null,null,null,null,null,null,null,null,null,null,null,null,null,null,null,null,null,null,null,null,null,null,null,null,null,null,null,null,null,null,null,null,null,null,null,null,null,null,null,null,null,null,null,null,null,null,null,null,null,null,null,null,286,22,6862,{"$f":"OFFSET(GHA!$D$1,IF($CA$1,BX6864,366-BX6864),BY6864)","v":1249.7},{"$f":"IF(BZ6864=SUMIF(GHA!$AQ$51:$AQ$90,CB6863,GHA!$BK$51:$BK$90),CB6863+1,CB6863)","v":9},988,{"$f":"SUMIF(GHA!$AQ$51:$AQ$90,CB6864,GHA!$BJ$51:$BJ$90)","v":1002.362232423179}]
[null,null,null,null,null,null,null,null,null,null,null,null,null,null,null,null,null,null,null,null,null,null,null,null,null,null,null,null,null,null,null,null,null,null,null,null,null,null,null,null,null,null,null,null,null,null,null,null,null,null,null,null,null,null,null,null,null,null,null,null,null,null,null,null,null,null,null,null,null,null,null,null,null,null,null,287,16,6880,{"$f":"OFFSET(GHA!$D$1,IF($CA$1,BX6882,366-BX6882),BY6882)","v":1145},{"$f":"IF(BZ6882=SUMIF(GHA!$AQ$51:$AQ$90,CB6881,GHA!$BK$51:$BK$90),CB6881+1,CB6881)","v":9},988,{"$f":"SUMIF(GHA!$AQ$51:$AQ$90,CB6882,GHA!$BJ$51:$BJ$90)","v":1002.362232423179}]
[null,null,null,null,null,null,null,null,null,null,null,null,null,null,null,null,null,null,null,null,null,null,null,null,null,null,null,null,null,null,null,null,null,null,null,null,null,null,null,null,null,null,null,null,null,null,null,null,null,null,null,null,null,null,null,null,null,null,null,null,null,null,null,null,null,null,null,null,null,null,null,null,null,null,null,288,9,6897,{"$f":"OFFSET(GHA!$D$1,IF($CA$1,BX6899,366-BX6899),BY6899)","v":1105},{"$f":"IF(BZ6899=SUMIF(GHA!$AQ$51:$AQ$90,CB6898,GHA!$BK$51:$BK$90),CB6898+1,CB6898)","v":9},987,{"$f":"SUMIF(GHA!$AQ$51:$AQ$90,CB6899,GHA!$BJ$51:$BJ$90)","v":1002.362232423179}]
[null,null,null,null,null,null,null,null,null,null,null,null,null,null,null,null,null,null,null,null,null,null,null,null,null,null,null,null,null,null,null,null,null,null,null,null,null,null,null,null,null,null,null,null,null,null,null,null,null,null,null,null,null,null,null,null,null,null,null,null,null,null,null,null,null,null,null,null,null,null,null,null,null,null,null,288,24,6912,{"$f":"OFFSET(GHA!$D$1,IF($CA$1,BX6914,366-BX6914),BY6914)","v":1095},{"$f":"IF(BZ6914=SUMIF(GHA!$AQ$51:$AQ$90,CB6913,GHA!$BK$51:$BK$90),CB6913+1,CB6913)","v":9},986,{"$f":"SUMIF(GHA!$AQ$51:$AQ$90,CB6914,GHA!$BJ$51:$BJ$90)","v":1002.362232423179}]
[null,null,null,null,null,null,null,null,null,null,null,null,null,null,null,null,null,null,null,null,null,null,null,null,null,null,null,null,null,null,null,null,null,null,null,null,null,null,null,null,null,null,null,null,null,null,null,null,null,null,null,null,null,null,null,null,null,null,null,null,null,null,null,null,null,null,null,null,null,null,null,null,null,null,null,289,20,6932,{"$f":"OFFSET(GHA!$D$1,IF($CA$1,BX6934,366-BX6934),BY6934)","v":1362.9},{"$f":"IF(BZ6934=SUMIF(GHA!$AQ$51:$AQ$90,CB6933,GHA!$BK$51:$BK$90),CB6933+1,CB6933)","v":9},986,{"$f":"SUMIF(GHA!$AQ$51:$AQ$90,CB6934,GHA!$BJ$51:$BJ$90)","v":1002.362232423179}]
[null,null,null,null,null,null,null,null,null,null,null,null,null,null,null,null,null,null,null,null,null,null,null,null,null,null,null,null,null,null,null,null,null,null,null,null,null,null,null,null,null,null,null,null,null,null,null,null,null,null,null,null,null,null,null,null,null,null,null,null,null,null,null,null,null,null,null,null,null,null,null,null,null,null,null,290,13,6949,{"$f":"OFFSET(GHA!$D$1,IF($CA$1,BX6951,366-BX6951),BY6951)","v":971},{"$f":"IF(BZ6951=SUMIF(GHA!$AQ$51:$AQ$90,CB6950,GHA!$BK$51:$BK$90),CB6950+1,CB6950)","v":9},985,{"$f":"SUMIF(GHA!$AQ$51:$AQ$90,CB6951,GHA!$BJ$51:$BJ$90)","v":1002.362232423179}]
[null,null,null,null,null,null,null,null,null,null,null,null,null,null,null,null,null,null,null,null,null,null,null,null,null,null,null,null,null,null,null,null,null,null,null,null,null,null,null,null,null,null,null,null,null,null,null,null,null,null,null,null,null,null,null,null,null,null,null,null,null,null,null,null,null,null,null,null,null,null,null,null,null,null,null,291,6,6966,{"$f":"OFFSET(GHA!$D$1,IF($CA$1,BX6968,366-BX6968),BY6968)","v":986},{"$f":"IF(BZ6968=SUMIF(GHA!$AQ$51:$AQ$90,CB6967,GHA!$BK$51:$BK$90),CB6967+1,CB6967)","v":9},984,{"$f":"SUMIF(GHA!$AQ$51:$AQ$90,CB6968,GHA!$BJ$51:$BJ$90)","v":1002.362232423179}]
[null,null,null,null,null,null,null,null,null,null,null,null,null,null,null,null,null,null,null,null,null,null,null,null,null,null,null,null,null,null,null,null,null,null,null,null,null,null,null,null,null,null,null,null,null,null,null,null,null,null,null,null,null,null,null,null,null,null,null,null,null,null,null,null,null,null,null,null,null,null,null,null,null,null,null,291,19,6979,{"$f":"OFFSET(GHA!$D$1,IF($CA$1,BX6981,366-BX6981),BY6981)","v":748},{"$f":"IF(BZ6981=SUMIF(GHA!$AQ$51:$AQ$90,CB6980,GHA!$BK$51:$BK$90),CB6980+1,CB6980)","v":9},984,{"$f":"SUMIF(GHA!$AQ$51:$AQ$90,CB6981,GHA!$BJ$51:$BJ$90)","v":1002.362232423179}]
[null,null,null,null,null,null,null,null,null,null,null,null,null,null,null,null,null,null,null,null,null,null,null,null,null,null,null,null,null,null,null,null,null,null,null,null,null,null,null,null,null,null,null,null,null,null,null,null,null,null,null,null,null,null,null,null,null,null,null,null,null,null,null,null,null,null,null,null,null,null,null,null,null,null,null,292,{"$f":"BY6979","v":17},7001,{"$f":"OFFSET(GHA!$D$1,IF($CA$1,BX7003,366-BX7003),BY7003)","v":1157},{"$f":"IF(BZ7003=SUMIF(GHA!$AQ$51:$AQ$90,CB7002,GHA!$BK$51:$BK$90),CB7002+1,CB7002)","v":9},983,{"$f":"SUMIF(GHA!$AQ$51:$AQ$90,CB7003,GHA!$BJ$51:$BJ$90)","v":1002.362232423179}]
[null,null,null,null,null,null,null,null,null,null,null,null,null,null,null,null,null,null,null,null,null,null,null,null,null,null,null,null,null,null,null,null,null,null,null,null,null,null,null,null,null,null,null,null,null,null,null,null,null,null,null,null,null,null,null,null,null,null,null,null,null,null,null,null,null,null,null,null,null,null,null,null,null,null,null,293,10,7018,{"$f":"OFFSET(GHA!$D$1,IF($CA$1,BX7020,366-BX7020),BY7020)","v":1139},{"$f":"IF(BZ7020=SUMIF(GHA!$AQ$51:$AQ$90,CB7019,GHA!$BK$51:$BK$90),CB7019+1,CB7019)","v":9},982,{"$f":"SUMIF(GHA!$AQ$51:$AQ$90,CB7020,GHA!$BJ$51:$BJ$90)","v":1002.362232423179}]
[null,null,null,null,null,null,null,null,null,null,null,null,null,null,null,null,null,null,null,null,null,null,null,null,null,null,null,null,null,null,null,null,null,null,null,null,null,null,null,null,null,null,null,null,null,null,null,null,null,null,null,null,null,null,null,null,null,null,null,null,null,null,null,null,null,null,null,null,null,null,null,null,null,null,null,294,3,7035,{"$f":"OFFSET(GHA!$D$1,IF($CA$1,BX7037,366-BX7037),BY7037)","v":1076},{"$f":"IF(BZ7037=SUMIF(GHA!$AQ$51:$AQ$90,CB7036,GHA!$BK$51:$BK$90),CB7036+1,CB7036)","v":9},981,{"$f":"SUMIF(GHA!$AQ$51:$AQ$90,CB7037,GHA!$BJ$51:$BJ$90)","v":1002.362232423179}]
[null,null,null,null,null,null,null,null,null,null,null,null,null,null,null,null,null,null,null,null,null,null,null,null,null,null,null,null,null,null,null,null,null,null,null,null,null,null,null,null,null,null,null,null,null,null,null,null,null,null,null,null,null,null,null,null,null,null,null,null,null,null,null,null,null,null,null,null,null,null,null,null,null,null,null,294,13,7045,{"$f":"OFFSET(GHA!$D$1,IF($CA$1,BX7047,366-BX7047),BY7047)","v":1138},{"$f":"IF(BZ7047=SUMIF(GHA!$AQ$51:$AQ$90,CB7046,GHA!$BK$51:$BK$90),CB7046+1,CB7046)","v":9},981,{"$f":"SUMIF(GHA!$AQ$51:$AQ$90,CB7047,GHA!$BJ$51:$BJ$90)","v":1002.362232423179}]
[null,null,null,null,null,null,null,null,null,null,null,null,null,null,null,null,null,null,null,null,null,null,null,null,null,null,null,null,null,null,null,null,null,null,null,null,null,null,null,null,null,null,null,null,null,null,null,null,null,null,null,null,null,null,null,null,null,null,null,null,null,null,null,null,null,null,null,null,null,null,null,null,null,null,null,295,14,7070,{"$f":"OFFSET(GHA!$D$1,IF($CA$1,BX7072,366-BX7072),BY7072)","v":1165},{"$f":"IF(BZ7072=SUMIF(GHA!$AQ$51:$AQ$90,CB7071,GHA!$BK$51:$BK$90),CB7071+1,CB7071)","v":9},980,{"$f":"SUMIF(GHA!$AQ$51:$AQ$90,CB7072,GHA!$BJ$51:$BJ$90)","v":1002.362232423179}]
[null,null,null,null,null,null,null,null,null,null,null,null,null,null,null,null,null,null,null,null,null,null,null,null,null,null,null,null,null,null,null,null,null,null,null,null,null,null,null,null,null,null,null,null,null,null,null,null,null,null,null,null,null,null,null,null,null,null,null,null,null,null,null,null,null,null,null,null,null,null,null,null,null,null,null,296,7,7087,{"$f":"OFFSET(GHA!$D$1,IF($CA$1,BX7089,366-BX7089),BY7089)","v":1027},{"$f":"IF(BZ7089=SUMIF(GHA!$AQ$51:$AQ$90,CB7088,GHA!$BK$51:$BK$90),CB7088+1,CB7088)","v":9},979,{"$f":"SUMIF(GHA!$AQ$51:$AQ$90,CB7089,GHA!$BJ$51:$BJ$90)","v":1002.362232423179}]
[null,null,null,null,null,null,null,null,null,null,null,null,null,null,null,null,null,null,null,null,null,null,null,null,null,null,null,null,null,null,null,null,null,null,null,null,null,null,null,null,null,null,null,null,null,null,null,null,null,null,null,null,null,null,null,null,null,null,null,null,null,null,null,null,null,null,null,null,null,null,null,null,null,null,null,296,15,7095,{"$f":"OFFSET(GHA!$D$1,IF($CA$1,BX7097,366-BX7097),BY7097)","v":1164},{"$f":"IF(BZ7097=SUMIF(GHA!$AQ$51:$AQ$90,CB7096,GHA!$BK$51:$BK$90),CB7096+1,CB7096)","v":9},979,{"$f":"SUMIF(GHA!$AQ$51:$AQ$90,CB7097,GHA!$BJ$51:$BJ$90)","v":1002.362232423179}]
[null,null,null,null,null,null,null,null,null,null,null,null,null,null,null,null,null,null,null,null,null,null,null,null,null,null,null,null,null,null,null,null,null,null,null,null,null,null,null,null,null,null,null,null,null,null,null,null,null,null,null,null,null,null,null,null,null,null,null,null,null,null,null,null,null,null,null,null,null,null,null,null,null,null,null,297,18,7122,{"$f":"OFFSET(GHA!$D$1,IF($CA$1,BX7124,366-BX7124),BY7124)","v":1191},{"$f":"IF(BZ7124=SUMIF(GHA!$AQ$51:$AQ$90,CB7123,GHA!$BK$51:$BK$90),CB7123+1,CB7123)","v":9},977,{"$f":"SUMIF(GHA!$AQ$51:$AQ$90,CB7124,GHA!$BJ$51:$BJ$90)","v":1002.362232423179}]
[null,null,null,null,null,null,null,null,null,null,null,null,null,null,null,null,null,null,null,null,null,null,null,null,null,null,null,null,null,null,null,null,null,null,null,null,null,null,null,null,null,null,null,null,null,null,null,null,null,null,null,null,null,null,null,null,null,null,null,null,null,null,null,null,null,null,null,null,null,null,null,null,null,null,null,297,19,7123,{"$f":"OFFSET(GHA!$D$1,IF($CA$1,BX7125,366-BX7125),BY7125)","v":1324},{"$f":"IF(BZ7125=SUMIF(GHA!$AQ$51:$AQ$90,CB7124,GHA!$BK$51:$BK$90),CB7124+1,CB7124)","v":9},977,{"$f":"SUMIF(GHA!$AQ$51:$AQ$90,CB7125,GHA!$BJ$51:$BJ$90)","v":1002.362232423179}]
[null,null,null,null,null,null,null,null,null,null,null,null,null,null,null,null,null,null,null,null,null,null,null,null,null,null,null,null,null,null,null,null,null,null,null,null,null,null,null,null,null,null,null,null,null,null,null,null,null,null,null,null,null,null,null,null,null,null,null,null,null,null,null,null,null,null,null,null,null,null,null,null,null,null,null,298,12,7140,{"$f":"OFFSET(GHA!$D$1,IF($CA$1,BX7142,366-BX7142),BY7142)","v":924},{"$f":"IF(BZ7142=SUMIF(GHA!$AQ$51:$AQ$90,CB7141,GHA!$BK$51:$BK$90),CB7141+1,CB7141)","v":9},977,{"$f":"SUMIF(GHA!$AQ$51:$AQ$90,CB7142,GHA!$BJ$51:$BJ$90)","v":1002.362232423179}]
[null,null,null,null,null,null,null,null,null,null,null,null,null,null,null,null,null,null,null,null,null,null,null,null,null,null,null,null,null,null,null,null,null,null,null,null,null,null,null,null,null,null,null,null,null,null,null,null,null,null,null,null,null,null,null,null,null,null,null,null,null,null,null,null,null,null,null,null,null,null,null,null,null,null,null,299,10,7162,{"$f":"OFFSET(GHA!$D$1,IF($CA$1,BX7164,366-BX7164),BY7164)","v":1167.4000000000001},{"$f":"IF(BZ7164=SUMIF(GHA!$AQ$51:$AQ$90,CB7163,GHA!$BK$51:$BK$90),CB7163+1,CB7163)","v":9},976,{"$f":"SUMIF(GHA!$AQ$51:$AQ$90,CB7164,GHA!$BJ$51:$BJ$90)","v":1002.362232423179}]
[null,null,null,null,null,null,null,null,null,null,null,null,null,null,null,null,null,null,null,null,null,null,null,null,null,null,null,null,null,null,null,null,null,null,null,null,null,null,null,null,null,null,null,null,null,null,null,null,null,null,null,null,null,null,null,null,null,null,null,null,null,null,null,null,null,null,null,null,null,null,null,null,null,null,null,299,23,7175,{"$f":"OFFSET(GHA!$D$1,IF($CA$1,BX7177,366-BX7177),BY7177)","v":1134},{"$f":"IF(BZ7177=SUMIF(GHA!$AQ$51:$AQ$90,CB7176,GHA!$BK$51:$BK$90),CB7176+1,CB7176)","v":9},975,{"$f":"SUMIF(GHA!$AQ$51:$AQ$90,CB7177,GHA!$BJ$51:$BJ$90)","v":1002.362232423179}]
[null,null,null,null,null,null,null,null,null,null,null,null,null,null,null,null,null,null,null,null,null,null,null,null,null,null,null,null,null,null,null,null,null,null,null,null,null,null,null,null,null,null,null,null,null,null,null,null,null,null,null,null,null,null,null,null,null,null,null,null,null,null,null,null,null,null,null,null,null,null,null,null,null,null,null,300,16,7192,{"$f":"OFFSET(GHA!$D$1,IF($CA$1,BX7194,366-BX7194),BY7194)","v":1180},{"$f":"IF(BZ7194=SUMIF(GHA!$AQ$51:$AQ$90,CB7193,GHA!$BK$51:$BK$90),CB7193+1,CB7193)","v":9},974,{"$f":"SUMIF(GHA!$AQ$51:$AQ$90,CB7194,GHA!$BJ$51:$BJ$90)","v":1002.362232423179}]
[null,null,null,null,null,null,null,null,null,null,null,null,null,null,null,null,null,null,null,null,null,null,null,null,null,null,null,null,null,null,null,null,null,null,null,null,null,null,null,null,null,null,null,null,null,null,null,null,null,null,null,null,null,null,null,null,null,null,null,null,null,null,null,null,null,null,null,null,null,null,null,null,null,null,null,301,9,7209,{"$f":"OFFSET(GHA!$D$1,IF($CA$1,BX7211,366-BX7211),BY7211)","v":1113},{"$f":"IF(BZ7211=SUMIF(GHA!$AQ$51:$AQ$90,CB7210,GHA!$BK$51:$BK$90),CB7210+1,CB7210)","v":9},974,{"$f":"SUMIF(GHA!$AQ$51:$AQ$90,CB7211,GHA!$BJ$51:$BJ$90)","v":1002.362232423179}]
[null,null,null,null,null,null,null,null,null,null,null,null,null,null,null,null,null,null,null,null,null,null,null,null,null,null,null,null,null,null,null,null,null,null,null,null,null,null,null,null,null,null,null,null,null,null,null,null,null,null,null,null,null,null,null,null,null,null,null,null,null,null,null,null,null,null,null,null,null,null,null,null,null,null,null,302,4,7228,{"$f":"OFFSET(GHA!$D$1,IF($CA$1,BX7230,366-BX7230),BY7230)","v":1059},{"$f":"IF(BZ7230=SUMIF(GHA!$AQ$51:$AQ$90,CB7229,GHA!$BK$51:$BK$90),CB7229+1,CB7229)","v":9},973,{"$f":"SUMIF(GHA!$AQ$51:$AQ$90,CB7230,GHA!$BJ$51:$BJ$90)","v":1002.362232423179}]
[null,null,null,null,null,null,null,null,null,null,null,null,null,null,null,null,null,null,null,null,null,null,null,null,null,null,null,null,null,null,null,null,null,null,null,null,null,null,null,null,null,null,null,null,null,null,null,null,null,null,null,null,null,null,null,null,null,null,null,null,null,null,null,null,null,null,null,null,null,null,null,null,null,null,null,302,20,7244,{"$f":"OFFSET(GHA!$D$1,IF($CA$1,BX7246,366-BX7246),BY7246)","v":1322},{"$f":"IF(BZ7246=SUMIF(GHA!$AQ$51:$AQ$90,CB7245,GHA!$BK$51:$BK$90),CB7245+1,CB7245)","v":9},972,{"$f":"SUMIF(GHA!$AQ$51:$AQ$90,CB7246,GHA!$BJ$51:$BJ$90)","v":1002.362232423179}]
[null,null,null,null,null,null,null,null,null,null,null,null,null,null,null,null,null,null,null,null,null,null,null,null,null,null,null,null,null,null,null,null,null,null,null,null,null,null,null,null,null,null,null,null,null,null,null,null,null,null,null,null,null,null,null,null,null,null,null,null,null,null,null,null,null,null,null,null,null,null,null,null,null,null,null,303,13,7261,{"$f":"OFFSET(GHA!$D$1,IF($CA$1,BX7263,366-BX7263),BY7263)","v":1180},{"$f":"IF(BZ7263=SUMIF(GHA!$AQ$51:$AQ$90,CB7262,GHA!$BK$51:$BK$90),CB7262+1,CB7262)","v":9},971,{"$f":"SUMIF(GHA!$AQ$51:$AQ$90,CB7263,GHA!$BJ$51:$BJ$90)","v":1002.362232423179}]
[null,null,null,null,null,null,null,null,null,null,null,null,null,null,null,null,null,null,null,null,null,null,null,null,null,null,null,null,null,null,null,null,null,null,null,null,null,null,null,null,null,null,null,null,null,null,null,null,null,null,null,null,null,null,null,null,null,null,null,null,null,null,null,null,null,null,null,null,null,null,null,null,null,null,null,304,6,7278,{"$f":"OFFSET(GHA!$D$1,IF($CA$1,BX7280,366-BX7280),BY7280)","v":1040},{"$f":"IF(BZ7280=SUMIF(GHA!$AQ$51:$AQ$90,CB7279,GHA!$BK$51:$BK$90),CB7279+1,CB7279)","v":9},970,{"$f":"SUMIF(GHA!$AQ$51:$AQ$90,CB7280,GHA!$BJ$51:$BJ$90)","v":1002.362232423179}]
[null,null,null,null,null,null,null,null,null,null,null,null,null,null,null,null,null,null,null,null,null,null,null,null,null,null,null,null,null,null,null,null,null,null,null,null,null,null,null,null,null,null,null,null,null,null,null,null,null,null,null,null,null,null,null,null,null,null,null,null,null,null,null,null,null,null,null,null,null,null,null,null,null,null,null,304,24,7296,{"$f":"OFFSET(GHA!$D$1,IF($CA$1,BX7298,366-BX7298),BY7298)","v":1137},{"$f":"IF(BZ7298=SUMIF(GHA!$AQ$51:$AQ$90,CB7297,GHA!$BK$51:$BK$90),CB7297+1,CB7297)","v":9},970,{"$f":"SUMIF(GHA!$AQ$51:$AQ$90,CB7298,GHA!$BJ$51:$BJ$90)","v":1002.362232423179}]
[null,null,null,null,null,null,null,null,null,null,null,null,null,null,null,null,null,null,null,null,null,null,null,null,null,null,null,null,null,null,null,null,null,null,null,null,null,null,null,null,null,null,null,null,null,null,null,null,null,null,null,null,null,null,null,null,null,null,null,null,null,null,null,null,null,null,null,null,null,null,null,null,null,null,null,305,17,7313,{"$f":"OFFSET(GHA!$D$1,IF($CA$1,BX7315,366-BX7315),BY7315)","v":968},{"$f":"IF(BZ7315=SUMIF(GHA!$AQ$51:$AQ$90,CB7314,GHA!$BK$51:$BK$90),CB7314+1,CB7314)","v":9},969,{"$f":"SUMIF(GHA!$AQ$51:$AQ$90,CB7315,GHA!$BJ$51:$BJ$90)","v":1002.362232423179}]
[null,null,null,null,null,null,null,null,null,null,null,null,null,null,null,null,null,null,null,null,null,null,null,null,null,null,null,null,null,null,null,null,null,null,null,null,null,null,null,null,null,null,null,null,null,null,null,null,null,null,null,null,null,null,null,null,null,null,null,null,null,null,null,null,null,null,null,null,null,null,null,null,null,null,null,306,10,7330,{"$f":"OFFSET(GHA!$D$1,IF($CA$1,BX7332,366-BX7332),BY7332)","v":1181},{"$f":"IF(BZ7332=SUMIF(GHA!$AQ$51:$AQ$90,CB7331,GHA!$BK$51:$BK$90),CB7331+1,CB7331)","v":9},969,{"$f":"SUMIF(GHA!$AQ$51:$AQ$90,CB7332,GHA!$BJ$51:$BJ$90)","v":1002.362232423179}]
[null,null,null,null,null,null,null,null,null,null,null,null,null,null,null,null,null,null,null,null,null,null,null,null,null,null,null,null,null,null,null,null,null,null,null,null,null,null,null,null,null,null,null,null,null,null,null,null,null,null,null,null,null,null,null,null,null,null,null,null,null,null,null,null,null,null,null,null,null,null,null,null,null,null,null,307,1,7345,{"$f":"OFFSET(GHA!$D$1,IF($CA$1,BX7347,366-BX7347),BY7347)","v":1086},{"$f":"IF(BZ7347=SUMIF(GHA!$AQ$51:$AQ$90,CB7346,GHA!$BK$51:$BK$90),CB7346+1,CB7346)","v":9},968,{"$f":"SUMIF(GHA!$AQ$51:$AQ$90,CB7347,GHA!$BJ$51:$BJ$90)","v":1002.362232423179}]
[null,null,null,null,null,null,null,null,null,null,null,null,null,null,null,null,null,null,null,null,null,null,null,null,null,null,null,null,null,null,null,null,null,null,null,null,null,null,null,null,null,null,null,null,null,null,null,null,null,null,null,null,null,null,null,null,null,null,null,null,null,null,null,null,null,null,null,null,null,null,null,null,null,null,null,307,21,7365,{"$f":"OFFSET(GHA!$D$1,IF($CA$1,BX7367,366-BX7367),BY7367)","v":1105},{"$f":"IF(BZ7367=SUMIF(GHA!$AQ$51:$AQ$90,CB7366,GHA!$BK$51:$BK$90),CB7366+1,CB7366)","v":9},967,{"$f":"SUMIF(GHA!$AQ$51:$AQ$90,CB7367,GHA!$BJ$51:$BJ$90)","v":1002.362232423179}]
[null,null,null,null,null,null,null,null,null,null,null,null,null,null,null,null,null,null,null,null,null,null,null,null,null,null,null,null,null,null,null,null,null,null,null,null,null,null,null,null,null,null,null,null,null,null,null,null,null,null,null,null,null,null,null,null,null,null,null,null,null,null,null,null,null,null,null,null,null,null,null,null,null,null,null,308,14,7382,{"$f":"OFFSET(GHA!$D$1,IF($CA$1,BX7384,366-BX7384),BY7384)","v":1175},{"$f":"IF(BZ7384=SUMIF(GHA!$AQ$51:$AQ$90,CB7383,GHA!$BK$51:$BK$90),CB7383+1,CB7383)","v":9},966,{"$f":"SUMIF(GHA!$AQ$51:$AQ$90,CB7384,GHA!$BJ$51:$BJ$90)","v":1002.362232423179}]
[null,null,null,null,null,null,null,null,null,null,null,null,null,null,null,null,null,null,null,null,null,null,null,null,null,null,null,null,null,null,null,null,null,null,null,null,null,null,null,null,null,null,null,null,null,null,null,null,null,null,null,null,null,null,null,null,null,null,null,null,null,null,null,null,null,null,null,null,null,null,null,null,null,null,null,309,3,7395,{"$f":"OFFSET(GHA!$D$1,IF($CA$1,BX7397,366-BX7397),BY7397)","v":1050},{"$f":"IF(BZ7397=SUMIF(GHA!$AQ$51:$AQ$90,CB7396,GHA!$BK$51:$BK$90),CB7396+1,CB7396)","v":9},965,{"$f":"SUMIF(GHA!$AQ$51:$AQ$90,CB7397,GHA!$BJ$51:$BJ$90)","v":1002.362232423179}]
[null,null,null,null,null,null,null,null,null,null,null,null,null,null,null,null,null,null,null,null,null,null,null,null,null,null,null,null,null,null,null,null,null,null,null,null,null,null,null,null,null,null,null,null,null,null,null,null,null,null,null,null,null,null,null,null,null,null,null,null,null,null,null,null,null,null,null,null,null,null,null,null,null,null,null,309,9,7401,{"$f":"OFFSET(GHA!$D$1,IF($CA$1,BX7403,366-BX7403),BY7403)","v":1148},{"$f":"IF(BZ7403=SUMIF(GHA!$AQ$51:$AQ$90,CB7402,GHA!$BK$51:$BK$90),CB7402+1,CB7402)","v":9},965,{"$f":"SUMIF(GHA!$AQ$51:$AQ$90,CB7403,GHA!$BJ$51:$BJ$90)","v":1002.362232423179}]
[null,null,null,null,null,null,null,null,null,null,null,null,null,null,null,null,null,null,null,null,null,null,null,null,null,null,null,null,null,null,null,null,null,null,null,null,null,null,null,null,null,null,null,null,null,null,null,null,null,null,null,null,null,null,null,null,null,null,null,null,null,null,null,null,null,null,null,null,null,null,null,null,null,null,null,310,2,7418,{"$f":"OFFSET(GHA!$D$1,IF($CA$1,BX7420,366-BX7420),BY7420)","v":1104},{"$f":"IF(BZ7420=SUMIF(GHA!$AQ$51:$AQ$90,CB7419,GHA!$BK$51:$BK$90),CB7419+1,CB7419)","v":9},964,{"$f":"SUMIF(GHA!$AQ$51:$AQ$90,CB7420,GHA!$BJ$51:$BJ$90)","v":1002.362232423179}]
[null,null,null,null,null,null,null,null,null,null,null,null,null,null,null,null,null,null,null,null,null,null,null,null,null,null,null,null,null,null,null,null,null,null,null,null,null,null,null,null,null,null,null,null,null,null,null,null,null,null,null,null,null,null,null,null,null,null,null,null,null,null,null,null,null,null,null,null,null,null,null,null,null,null,null,310,19,7435,{"$f":"OFFSET(GHA!$D$1,IF($CA$1,BX7437,366-BX7437),BY7437)","v":1296.5999999999999},{"$f":"IF(BZ7437=SUMIF(GHA!$AQ$51:$AQ$90,CB7436,GHA!$BK$51:$BK$90),CB7436+1,CB7436)","v":9},963,{"$f":"SUMIF(GHA!$AQ$51:$AQ$90,CB7437,GHA!$BJ$51:$BJ$90)","v":1002.362232423179}]
[null,null,null,null,null,null,null,null,null,null,null,null,null,null,null,null,null,null,null,null,null,null,null,null,null,null,null,null,null,null,null,null,null,null,null,null,null,null,null,null,null,null,null,null,null,null,null,null,null,null,null,null,null,null,null,null,null,null,null,null,null,null,null,null,null,null,null,null,null,null,null,null,null,null,null,311,22,7462,{"$f":"OFFSET(GHA!$D$1,IF($CA$1,BX7464,366-BX7464),BY7464)","v":1241.7},{"$f":"IF(BZ7464=SUMIF(GHA!$AQ$51:$AQ$90,CB7463,GHA!$BK$51:$BK$90),CB7463+1,CB7463)","v":9},961,{"$f":"SUMIF(GHA!$AQ$51:$AQ$90,CB7464,GHA!$BJ$51:$BJ$90)","v":1002.362232423179}]
[null,null,null,null,null,null,null,null,null,null,null,null,null,null,null,null,null,null,null,null,null,null,null,null,null,null,null,null,null,null,null,null,null,null,null,null,null,null,null,null,null,null,null,null,null,null,null,null,null,null,null,null,null,null,null,null,null,null,null,null,null,null,null,null,null,null,null,null,null,null,null,null,null,null,null,312,6,7470,{"$f":"OFFSET(GHA!$D$1,IF($CA$1,BX7472,366-BX7472),BY7472)","v":1008},{"$f":"IF(BZ7472=SUMIF(GHA!$AQ$51:$AQ$90,CB7471,GHA!$BK$51:$BK$90),CB7471+1,CB7471)","v":9},961,{"$f":"SUMIF(GHA!$AQ$51:$AQ$90,CB7472,GHA!$BJ$51:$BJ$90)","v":1002.362232423179}]
[null,null,null,null,null,null,null,null,null,null,null,null,null,null,null,null,null,null,null,null,null,null,null,null,null,null,null,null,null,null,null,null,null,null,null,null,null,null,null,null,null,null,null,null,null,null,null,null,null,null,null,null,null,null,null,null,null,null,null,null,null,null,null,null,null,null,null,null,null,null,null,null,null,null,null,312,23,7487,{"$f":"OFFSET(GHA!$D$1,IF($CA$1,BX7489,366-BX7489),BY7489)","v":1109},{"$f":"IF(BZ7489=SUMIF(GHA!$AQ$51:$AQ$90,CB7488,GHA!$BK$51:$BK$90),CB7488+1,CB7488)","v":9},960,{"$f":"SUMIF(GHA!$AQ$51:$AQ$90,CB7489,GHA!$BJ$51:$BJ$90)","v":1002.362232423179}]
[null,null,null,null,null,null,null,null,null,null,null,null,null,null,null,null,null,null,null,null,null,null,null,null,null,null,null,null,null,null,null,null,null,null,null,null,null,null,null,null,null,null,null,null,null,null,null,null,null,null,null,null,null,null,null,null,null,null,null,null,null,null,null,null,null,null,null,null,null,null,null,null,null,null,null,313,16,7504,{"$f":"OFFSET(GHA!$D$1,IF($CA$1,BX7506,366-BX7506),BY7506)","v":1246},{"$f":"IF(BZ7506=SUMIF(GHA!$AQ$51:$AQ$90,CB7505,GHA!$BK$51:$BK$90),CB7505+1,CB7505)","v":9},959,{"$f":"SUMIF(GHA!$AQ$51:$AQ$90,CB7506,GHA!$BJ$51:$BJ$90)","v":1002.362232423179}]
[null,null,null,null,null,null,null,null,null,null,null,null,null,null,null,null,null,null,null,null,null,null,null,null,null,null,null,null,null,null,null,null,null,null,null,null,null,null,null,null,null,null,null,null,null,null,null,null,null,null,null,null,null,null,null,null,null,null,null,null,null,null,null,null,null,null,null,null,null,null,null,null,null,null,null,314,16,7528,{"$f":"OFFSET(GHA!$D$1,IF($CA$1,BX7530,366-BX7530),BY7530)","v":1197},{"$f":"IF(BZ7530=SUMIF(GHA!$AQ$51:$AQ$90,CB7529,GHA!$BK$51:$BK$90),CB7529+1,CB7529)","v":9},958,{"$f":"SUMIF(GHA!$AQ$51:$AQ$90,CB7530,GHA!$BJ$51:$BJ$90)","v":1002.362232423179}]
[null,null,null,null,null,null,null,null,null,null,null,null,null,null,null,null,null,null,null,null,null,null,null,null,null,null,null,null,null,null,null,null,null,null,null,null,null,null,null,null,null,null,null,null,null,null,null,null,null,null,null,null,null,null,null,null,null,null,null,null,null,null,null,null,null,null,null,null,null,null,null,null,null,null,null,315,3,7539,{"$f":"OFFSET(GHA!$D$1,IF($CA$1,BX7541,366-BX7541),BY7541)","v":1096},{"$f":"IF(BZ7541=SUMIF(GHA!$AQ$51:$AQ$90,CB7540,GHA!$BK$51:$BK$90),CB7540+1,CB7540)","v":9},957,{"$f":"SUMIF(GHA!$AQ$51:$AQ$90,CB7541,GHA!$BJ$51:$BJ$90)","v":1002.362232423179}]
[null,null,null,null,null,null,null,null,null,null,null,null,null,null,null,null,null,null,null,null,null,null,null,null,null,null,null,null,null,null,null,null,null,null,null,null,null,null,null,null,null,null,null,null,null,null,null,null,null,null,null,null,null,null,null,null,null,null,null,null,null,null,null,null,null,null,null,null,null,null,null,null,null,null,null,315,20,7556,{"$f":"OFFSET(GHA!$D$1,IF($CA$1,BX7558,366-BX7558),BY7558)","v":1364},{"$f":"IF(BZ7558=SUMIF(GHA!$AQ$51:$AQ$90,CB7557,GHA!$BK$51:$BK$90),CB7557+1,CB7557)","v":9},956,{"$f":"SUMIF(GHA!$AQ$51:$AQ$90,CB7558,GHA!$BJ$51:$BJ$90)","v":1002.362232423179}]
[null,null,null,null,null,null,null,null,null,null,null,null,null,null,null,null,null,null,null,null,null,null,null,null,null,null,null,null,null,null,null,null,null,null,null,null,null,null,null,null,null,null,null,null,null,null,null,null,null,null,null,null,null,null,null,null,null,null,null,null,null,null,null,null,null,null,null,null,null,null,null,null,null,null,null,316,18,7578,{"$f":"OFFSET(GHA!$D$1,IF($CA$1,BX7580,366-BX7580),BY7580)","v":1284},{"$f":"IF(BZ7580=SUMIF(GHA!$AQ$51:$AQ$90,CB7579,GHA!$BK$51:$BK$90),CB7579+1,CB7579)","v":9},955,{"$f":"SUMIF(GHA!$AQ$51:$AQ$90,CB7580,GHA!$BJ$51:$BJ$90)","v":1002.362232423179}]
[null,null,null,null,null,null,null,null,null,null,null,null,null,null,null,null,null,null,null,null,null,null,null,null,null,null,null,null,null,null,null,null,null,null,null,null,null,null,null,null,null,null,null,null,null,null,null,null,null,null,null,null,null,null,null,null,null,null,null,null,null,null,null,null,null,null,null,null,null,null,null,null,null,null,null,317,7,7591,{"$f":"OFFSET(GHA!$D$1,IF($CA$1,BX7593,366-BX7593),BY7593)","v":965},{"$f":"IF(BZ7593=SUMIF(GHA!$AQ$51:$AQ$90,CB7592,GHA!$BK$51:$BK$90),CB7592+1,CB7592)","v":9},954,{"$f":"SUMIF(GHA!$AQ$51:$AQ$90,CB7593,GHA!$BJ$51:$BJ$90)","v":1002.362232423179}]
[null,null,null,null,null,null,null,null,null,null,null,null,null,null,null,null,null,null,null,null,null,null,null,null,null,null,null,null,null,null,null,null,null,null,null,null,null,null,null,null,null,null,null,null,null,null,null,null,null,null,null,null,null,null,null,null,null,null,null,null,null,null,null,null,null,null,null,null,null,null,null,null,null,null,null,317,24,7608,{"$f":"OFFSET(GHA!$D$1,IF($CA$1,BX7610,366-BX7610),BY7610)","v":1176},{"$f":"IF(BZ7610=SUMIF(GHA!$AQ$51:$AQ$90,CB7609,GHA!$BK$51:$BK$90),CB7609+1,CB7609)","v":9},953,{"$f":"SUMIF(GHA!$AQ$51:$AQ$90,CB7610,GHA!$BJ$51:$BJ$90)","v":1002.362232423179}]
[null,null,null,null,null,null,null,null,null,null,null,null,null,null,null,null,null,null,null,null,null,null,null,null,null,null,null,null,null,null,null,null,null,null,null,null,null,null,null,null,null,null,null,null,null,null,null,null,null,null,null,null,null,null,null,null,null,null,null,null,null,null,null,null,null,null,null,null,null,null,null,null,null,null,null,318,17,7625,{"$f":"OFFSET(GHA!$D$1,IF($CA$1,BX7627,366-BX7627),BY7627)","v":989},{"$f":"IF(BZ7627=SUMIF(GHA!$AQ$51:$AQ$90,CB7626,GHA!$BK$51:$BK$90),CB7626+1,CB7626)","v":9},952,{"$f":"SUMIF(GHA!$AQ$51:$AQ$90,CB7627,GHA!$BJ$51:$BJ$90)","v":1002.362232423179}]
[null,null,null,null,null,null,null,null,null,null,null,null,null,null,null,null,null,null,null,null,null,null,null,null,null,null,null,null,null,null,null,null,null,null,null,null,null,null,null,null,null,null,null,null,null,null,null,null,null,null,null,null,null,null,null,null,null,null,null,null,null,null,null,null,null,null,null,null,null,null,null,null,null,null,null,318,20,7628,{"$f":"OFFSET(GHA!$D$1,IF($CA$1,BX7630,366-BX7630),BY7630)","v":1338},{"$f":"IF(BZ7630=SUMIF(GHA!$AQ$51:$AQ$90,CB7629,GHA!$BK$51:$BK$90),CB7629+1,CB7629)","v":9},952,{"$f":"SUMIF(GHA!$AQ$51:$AQ$90,CB7630,GHA!$BJ$51:$BJ$90)","v":1002.362232423179}]
[null,null,null,null,null,null,null,null,null,null,null,null,null,null,null,null,null,null,null,null,null,null,null,null,null,null,null,null,null,null,null,null,null,null,null,null,null,null,null,null,null,null,null,null,null,null,null,null,null,null,null,null,null,null,null,null,null,null,null,null,null,null,null,null,null,null,null,null,null,null,null,null,null,null,null,319,12,7644,{"$f":"OFFSET(GHA!$D$1,IF($CA$1,BX7646,366-BX7646),BY7646)","v":954},{"$f":"IF(BZ7646=SUMIF(GHA!$AQ$51:$AQ$90,CB7645,GHA!$BK$51:$BK$90),CB7645+1,CB7645)","v":9},951,{"$f":"SUMIF(GHA!$AQ$51:$AQ$90,CB7646,GHA!$BJ$51:$BJ$90)","v":1002.362232423179}]
[null,null,null,null,null,null,null,null,null,null,null,null,null,null,null,null,null,null,null,null,null,null,null,null,null,null,null,null,null,null,null,null,null,null,null,null,null,null,null,null,null,null,null,null,null,null,null,null,null,null,null,null,null,null,null,null,null,null,null,null,null,null,null,null,null,null,null,null,null,null,null,null,null,null,null,320,5,7661,{"$f":"OFFSET(GHA!$D$1,IF($CA$1,BX7663,366-BX7663),BY7663)","v":1055},{"$f":"IF(BZ7663=SUMIF(GHA!$AQ$51:$AQ$90,CB7662,GHA!$BK$51:$BK$90),CB7662+1,CB7662)","v":9},951,{"$f":"SUMIF(GHA!$AQ$51:$AQ$90,CB7663,GHA!$BJ$51:$BJ$90)","v":1002.362232423179}]
[null,null,null,null,null,null,null,null,null,null,null,null,null,null,null,null,null,null,null,null,null,null,null,null,null,null,null,null,null,null,null,null,null,null,null,null,null,null,null,null,null,null,null,null,null,null,null,null,null,null,null,null,null,null,null,null,null,null,null,null,null,null,null,null,null,null,null,null,null,null,null,null,null,null,null,320,22,7678,{"$f":"OFFSET(GHA!$D$1,IF($CA$1,BX7680,366-BX7680),BY7680)","v":1303},{"$f":"IF(BZ7680=SUMIF(GHA!$AQ$51:$AQ$90,CB7679,GHA!$BK$51:$BK$90),CB7679+1,CB7679)","v":9},949,{"$f":"SUMIF(GHA!$AQ$51:$AQ$90,CB7680,GHA!$BJ$51:$BJ$90)","v":1002.362232423179}]
[null,null,null,null,null,null,null,null,null,null,null,null,null,null,null,null,null,null,null,null,null,null,null,null,null,null,null,null,null,null,null,null,null,null,null,null,null,null,null,null,null,null,null,null,null,null,null,null,null,null,null,null,null,null,null,null,null,null,null,null,null,null,null,null,null,null,null,null,null,null,null,null,null,null,null,321,14,7694,{"$f":"OFFSET(GHA!$D$1,IF($CA$1,BX7696,366-BX7696),BY7696)","v":1194},{"$f":"IF(BZ7696=SUMIF(GHA!$AQ$51:$AQ$90,CB7695,GHA!$BK$51:$BK$90),CB7695+1,CB7695)","v":9},948,{"$f":"SUMIF(GHA!$AQ$51:$AQ$90,CB7696,GHA!$BJ$51:$BJ$90)","v":1002.362232423179}]
[null,null,null,null,null,null,null,null,null,null,null,null,null,null,null,null,null,null,null,null,null,null,null,null,null,null,null,null,null,null,null,null,null,null,null,null,null,null,null,null,null,null,null,null,null,null,null,null,null,null,null,null,null,null,null,null,null,null,null,null,null,null,null,null,null,null,null,null,null,null,null,null,null,null,null,322,9,7713,{"$f":"OFFSET(GHA!$D$1,IF($CA$1,BX7715,366-BX7715),BY7715)","v":1195},{"$f":"IF(BZ7715=SUMIF(GHA!$AQ$51:$AQ$90,CB7714,GHA!$BK$51:$BK$90),CB7714+1,CB7714)","v":9},946,{"$f":"SUMIF(GHA!$AQ$51:$AQ$90,CB7715,GHA!$BJ$51:$BJ$90)","v":1002.362232423179}]
[null,null,null,null,null,null,null,null,null,null,null,null,null,null,null,null,null,null,null,null,null,null,null,null,null,null,null,null,null,null,null,null,null,null,null,null,null,null,null,null,null,null,null,null,null,null,null,null,null,null,null,null,null,null,null,null,null,null,null,null,null,null,null,null,null,null,null,null,null,null,null,null,null,null,null,323,2,7730,{"$f":"OFFSET(GHA!$D$1,IF($CA$1,BX7732,366-BX7732),BY7732)","v":1108},{"$f":"IF(BZ7732=SUMIF(GHA!$AQ$51:$AQ$90,CB7731,GHA!$BK$51:$BK$90),CB7731+1,CB7731)","v":9},945,{"$f":"SUMIF(GHA!$AQ$51:$AQ$90,CB7732,GHA!$BJ$51:$BJ$90)","v":1002.362232423179}]
[null,null,null,null,null,null,null,null,null,null,null,null,null,null,null,null,null,null,null,null,null,null,null,null,null,null,null,null,null,null,null,null,null,null,null,null,null,null,null,null,null,null,null,null,null,null,null,null,null,null,null,null,null,null,null,null,null,null,null,null,null,null,null,null,null,null,null,null,null,null,null,null,null,null,null,323,16,7744,{"$f":"OFFSET(GHA!$D$1,IF($CA$1,BX7746,366-BX7746),BY7746)","v":1217},{"$f":"IF(BZ7746=SUMIF(GHA!$AQ$51:$AQ$90,CB7745,GHA!$BK$51:$BK$90),CB7745+1,CB7745)","v":9},944,{"$f":"SUMIF(GHA!$AQ$51:$AQ$90,CB7746,GHA!$BJ$51:$BJ$90)","v":1002.362232423179}]
[null,null,null,null,null,null,null,null,null,null,null,null,null,null,null,null,null,null,null,null,null,null,null,null,null,null,null,null,null,null,null,null,null,null,null,null,null,null,null,null,null,null,null,null,null,null,null,null,null,null,null,null,null,null,null,null,null,null,null,null,null,null,null,null,null,null,null,null,null,null,null,null,null,null,null,324,13,7765,{"$f":"OFFSET(GHA!$D$1,IF($CA$1,BX7767,366-BX7767),BY7767)","v":1205},{"$f":"IF(BZ7767=SUMIF(GHA!$AQ$51:$AQ$90,CB7766,GHA!$BK$51:$BK$90),CB7766+1,CB7766)","v":9},943,{"$f":"SUMIF(GHA!$AQ$51:$AQ$90,CB7767,GHA!$BJ$51:$BJ$90)","v":1002.362232423179}]
[null,null,null,null,null,null,null,null,null,null,null,null,null,null,null,null,null,null,null,null,null,null,null,null,null,null,null,null,null,null,null,null,null,null,null,null,null,null,null,null,null,null,null,null,null,null,null,null,null,null,null,null,null,null,null,null,null,null,null,null,null,null,null,null,null,null,null,null,null,null,null,null,null,null,null,325,6,7782,{"$f":"OFFSET(GHA!$D$1,IF($CA$1,BX7784,366-BX7784),BY7784)","v":1068},{"$f":"IF(BZ7784=SUMIF(GHA!$AQ$51:$AQ$90,CB7783,GHA!$BK$51:$BK$90),CB7783+1,CB7783)","v":9},942,{"$f":"SUMIF(GHA!$AQ$51:$AQ$90,CB7784,GHA!$BJ$51:$BJ$90)","v":1002.362232423179}]
[null,null,null,null,null,null,null,null,null,null,null,null,null,null,null,null,null,null,null,null,null,null,null,null,null,null,null,null,null,null,null,null,null,null,null,null,null,null,null,null,null,null,null,null,null,null,null,null,null,null,null,null,null,null,null,null,null,null,null,null,null,null,null,null,null,null,null,null,null,null,null,null,null,null,null,325,23,7799,{"$f":"OFFSET(GHA!$D$1,IF($CA$1,BX7801,366-BX7801),BY7801)","v":1243},{"$f":"IF(BZ7801=SUMIF(GHA!$AQ$51:$AQ$90,CB7800,GHA!$BK$51:$BK$90),CB7800+1,CB7800)","v":9},942,{"$f":"SUMIF(GHA!$AQ$51:$AQ$90,CB7801,GHA!$BJ$51:$BJ$90)","v":1002.362232423179}]
[null,null,null,null,null,null,null,null,null,null,null,null,null,null,null,null,null,null,null,null,null,null,null,null,null,null,null,null,null,null,null,null,null,null,null,null,null,null,null,null,null,null,null,null,null,null,null,null,null,null,null,null,null,null,null,null,null,null,null,null,null,null,null,null,null,null,null,null,null,null,null,null,null,null,null,326,11,7811,{"$f":"OFFSET(GHA!$D$1,IF($CA$1,BX7813,366-BX7813),BY7813)","v":975},{"$f":"IF(BZ7813=SUMIF(GHA!$AQ$51:$AQ$90,CB7812,GHA!$BK$51:$BK$90),CB7812+1,CB7812)","v":9},941,{"$f":"SUMIF(GHA!$AQ$51:$AQ$90,CB7813,GHA!$BJ$51:$BJ$90)","v":1002.362232423179}]
[null,null,null,null,null,null,null,null,null,null,null,null,null,null,null,null,null,null,null,null,null,null,null,null,null,null,null,null,null,null,null,null,null,null,null,null,null,null,null,null,null,null,null,null,null,null,null,null,null,null,null,null,null,null,null,null,null,null,null,null,null,null,null,null,null,null,null,null,null,null,null,null,null,null,null,327,10,7834,{"$f":"OFFSET(GHA!$D$1,IF($CA$1,BX7836,366-BX7836),BY7836)","v":1218},{"$f":"IF(BZ7836=SUMIF(GHA!$AQ$51:$AQ$90,CB7835,GHA!$BK$51:$BK$90),CB7835+1,CB7835)","v":9},939,{"$f":"SUMIF(GHA!$AQ$51:$AQ$90,CB7836,GHA!$BJ$51:$BJ$90)","v":1002.362232423179}]
[null,null,null,null,null,null,null,null,null,null,null,null,null,null,null,null,null,null,null,null,null,null,null,null,null,null,null,null,null,null,null,null,null,null,null,null,null,null,null,null,null,null,null,null,null,null,null,null,null,null,null,null,null,null,null,null,null,null,null,null,null,null,null,null,null,null,null,null,null,null,null,null,null,null,null,328,3,7851,{"$f":"OFFSET(GHA!$D$1,IF($CA$1,BX7853,366-BX7853),BY7853)","v":1124.2},{"$f":"IF(BZ7853=SUMIF(GHA!$AQ$51:$AQ$90,CB7852,GHA!$BK$51:$BK$90),CB7852+1,CB7852)","v":9},938,{"$f":"SUMIF(GHA!$AQ$51:$AQ$90,CB7853,GHA!$BJ$51:$BJ$90)","v":1002.362232423179}]
[null,null,null,null,null,null,null,null,null,null,null,null,null,null,null,null,null,null,null,null,null,null,null,null,null,null,null,null,null,null,null,null,null,null,null,null,null,null,null,null,null,null,null,null,null,null,null,null,null,null,null,null,null,null,null,null,null,null,null,null,null,null,null,null,null,null,null,null,null,null,null,null,null,null,null,328,13,7861,{"$f":"OFFSET(GHA!$D$1,IF($CA$1,BX7863,366-BX7863),BY7863)","v":1007},{"$f":"IF(BZ7863=SUMIF(GHA!$AQ$51:$AQ$90,CB7862,GHA!$BK$51:$BK$90),CB7862+1,CB7862)","v":9},937,{"$f":"SUMIF(GHA!$AQ$51:$AQ$90,CB7863,GHA!$BJ$51:$BJ$90)","v":1002.362232423179}]
[null,null,null,null,null,null,null,null,null,null,null,null,null,null,null,null,null,null,null,null,null,null,null,null,null,null,null,null,null,null,null,null,null,null,null,null,null,null,null,null,null,null,null,null,null,null,null,null,null,null,null,null,null,null,null,null,null,null,null,null,null,null,null,null,null,null,null,null,null,null,null,null,null,null,null,329,14,7886,{"$f":"OFFSET(GHA!$D$1,IF($CA$1,BX7888,366-BX7888),BY7888)","v":1196.9000000000001},{"$f":"IF(BZ7888=SUMIF(GHA!$AQ$51:$AQ$90,CB7887,GHA!$BK$51:$BK$90),CB7887+1,CB7887)","v":9},935,{"$f":"SUMIF(GHA!$AQ$51:$AQ$90,CB7888,GHA!$BJ$51:$BJ$90)","v":1002.362232423179}]
[null,null,null,null,null,null,null,null,null,null,null,null,null,null,null,null,null,null,null,null,null,null,null,null,null,null,null,null,null,null,null,null,null,null,null,null,null,null,null,null,null,null,null,null,null,null,null,null,null,null,null,null,null,null,null,null,null,null,null,null,null,null,null,null,null,null,null,null,null,null,null,null,null,null,null,330,7,7903,{"$f":"OFFSET(GHA!$D$1,IF($CA$1,BX7905,366-BX7905),BY7905)","v":1074},{"$f":"IF(BZ7905=SUMIF(GHA!$AQ$51:$AQ$90,CB7904,GHA!$BK$51:$BK$90),CB7904+1,CB7904)","v":9},934,{"$f":"SUMIF(GHA!$AQ$51:$AQ$90,CB7905,GHA!$BJ$51:$BJ$90)","v":1002.362232423179}]
[null,null,null,null,null,null,null,null,null,null,null,null,null,null,null,null,null,null,null,null,null,null,null,null,null,null,null,null,null,null,null,null,null,null,null,null,null,null,null,null,null,null,null,null,null,null,null,null,null,null,null,null,null,null,null,null,null,null,null,null,null,null,null,null,null,null,null,null,null,null,null,null,null,null,null,330,8,7904,{"$f":"OFFSET(GHA!$D$1,IF($CA$1,BX7906,366-BX7906),BY7906)","v":1114},{"$f":"IF(BZ7906=SUMIF(GHA!$AQ$51:$AQ$90,CB7905,GHA!$BK$51:$BK$90),CB7905+1,CB7905)","v":9},934,{"$f":"SUMIF(GHA!$AQ$51:$AQ$90,CB7906,GHA!$BJ$51:$BJ$90)","v":1002.362232423179}]
[null,null,null,null,null,null,null,null,null,null,null,null,null,null,null,null,null,null,null,null,null,null,null,null,null,null,null,null,null,null,null,null,null,null,null,null,null,null,null,null,null,null,null,null,null,null,null,null,null,null,null,null,null,null,null,null,null,null,null,null,null,null,null,null,null,null,null,null,null,null,null,null,null,null,null,331,8,7928,{"$f":"OFFSET(GHA!$D$1,IF($CA$1,BX7930,366-BX7930),BY7930)","v":1050},{"$f":"IF(BZ7930=SUMIF(GHA!$AQ$51:$AQ$90,CB7929,GHA!$BK$51:$BK$90),CB7929+1,CB7929)","v":10},932,{"$f":"SUMIF(GHA!$AQ$51:$AQ$90,CB7930,GHA!$BJ$51:$BJ$90)","v":976.86343797274662}]
[null,null,null,null,null,null,null,null,null,null,null,null,null,null,null,null,null,null,null,null,null,null,null,null,null,null,null,null,null,null,null,null,null,null,null,null,null,null,null,null,null,null,null,null,null,null,null,null,null,null,null,null,null,null,null,null,null,null,null,null,null,null,null,null,null,null,null,null,null,null,null,null,null,null,null,331,19,7939,{"$f":"OFFSET(GHA!$D$1,IF($CA$1,BX7941,366-BX7941),BY7941)","v":1323},{"$f":"IF(BZ7941=SUMIF(GHA!$AQ$51:$AQ$90,CB7940,GHA!$BK$51:$BK$90),CB7940+1,CB7940)","v":10},932,{"$f":"SUMIF(GHA!$AQ$51:$AQ$90,CB7941,GHA!$BJ$51:$BJ$90)","v":976.86343797274662}]
[null,null,null,null,null,null,null,null,null,null,null,null,null,null,null,null,null,null,null,null,null,null,null,null,null,null,null,null,null,null,null,null,null,null,null,null,null,null,null,null,null,null,null,null,null,null,null,null,null,null,null,null,null,null,null,null,null,null,null,null,null,null,null,null,null,null,null,null,null,null,null,null,null,null,null,332,12,7956,{"$f":"OFFSET(GHA!$D$1,IF($CA$1,BX7958,366-BX7958),BY7958)","v":1074.5999999999999},{"$f":"IF(BZ7958=SUMIF(GHA!$AQ$51:$AQ$90,CB7957,GHA!$BK$51:$BK$90),CB7957+1,CB7957)","v":10},931,{"$f":"SUMIF(GHA!$AQ$51:$AQ$90,CB7958,GHA!$BJ$51:$BJ$90)","v":976.86343797274662}]
[null,null,null,null,null,null,null,null,null,null,null,null,null,null,null,null,null,null,null,null,null,null,null,null,null,null,null,null,null,null,null,null,null,null,null,null,null,null,null,null,null,null,null,null,null,null,null,null,null,null,null,null,null,null,null,null,null,null,null,null,null,null,null,null,null,null,null,null,null,null,null,null,null,null,null,333,5,7973,{"$f":"OFFSET(GHA!$D$1,IF($CA$1,BX7975,366-BX7975),BY7975)","v":1098.7},{"$f":"IF(BZ7975=SUMIF(GHA!$AQ$51:$AQ$90,CB7974,GHA!$BK$51:$BK$90),CB7974+1,CB7974)","v":10},930,{"$f":"SUMIF(GHA!$AQ$51:$AQ$90,CB7975,GHA!$BJ$51:$BJ$90)","v":976.86343797274662}]
[null,null,null,null,null,null,null,null,null,null,null,null,null,null,null,null,null,null,null,null,null,null,null,null,null,null,null,null,null,null,null,null,null,null,null,null,null,null,null,null,null,null,null,null,null,null,null,null,null,null,null,null,null,null,null,null,null,null,null,null,null,null,null,null,null,null,null,null,null,null,null,null,null,null,null,334,2,7994,{"$f":"OFFSET(GHA!$D$1,IF($CA$1,BX7996,366-BX7996),BY7996)","v":1109},{"$f":"IF(BZ7996=SUMIF(GHA!$AQ$51:$AQ$90,CB7995,GHA!$BK$51:$BK$90),CB7995+1,CB7995)","v":10},928,{"$f":"SUMIF(GHA!$AQ$51:$AQ$90,CB7996,GHA!$BJ$51:$BJ$90)","v":976.86343797274662}]
[null,null,null,null,null,null,null,null,null,null,null,null,null,null,null,null,null,null,null,null,null,null,null,null,null,null,null,null,null,null,null,null,null,null,null,null,null,null,null,null,null,null,null,null,null,null,null,null,null,null,null,null,null,null,null,null,null,null,null,null,null,null,null,null,null,null,null,null,null,null,null,null,null,null,null,334,16,8008,{"$f":"OFFSET(GHA!$D$1,IF($CA$1,BX8010,366-BX8010),BY8010)","v":1255.8},{"$f":"IF(BZ8010=SUMIF(GHA!$AQ$51:$AQ$90,CB8009,GHA!$BK$51:$BK$90),CB8009+1,CB8009)","v":10},926,{"$f":"SUMIF(GHA!$AQ$51:$AQ$90,CB8010,GHA!$BJ$51:$BJ$90)","v":976.86343797274662}]
[null,null,null,null,null,null,null,null,null,null,null,null,null,null,null,null,null,null,null,null,null,null,null,null,null,null,null,null,null,null,null,null,null,null,null,null,null,null,null,null,null,null,null,null,null,null,null,null,null,null,null,null,null,null,null,null,null,null,null,null,null,null,null,null,null,null,null,null,null,null,null,null,null,null,null,335,{"$f":"BY8003","v":9},8025,{"$f":"OFFSET(GHA!$D$1,IF($CA$1,BX8027,366-BX8027),BY8027)","v":1193},{"$f":"IF(BZ8027=SUMIF(GHA!$AQ$51:$AQ$90,CB8026,GHA!$BK$51:$BK$90),CB8026+1,CB8026)","v":10},925,{"$f":"SUMIF(GHA!$AQ$51:$AQ$90,CB8027,GHA!$BJ$51:$BJ$90)","v":976.86343797274662}]
[null,null,null,null,null,null,null,null,null,null,null,null,null,null,null,null,null,null,null,null,null,null,null,null,null,null,null,null,null,null,null,null,null,null,null,null,null,null,null,null,null,null,null,null,null,null,null,null,null,null,null,null,null,null,null,null,null,null,null,null,null,null,null,null,null,null,null,null,null,null,null,null,null,null,null,336,4,8044,{"$f":"OFFSET(GHA!$D$1,IF($CA$1,BX8046,366-BX8046),BY8046)","v":1121.4000000000001},{"$f":"IF(BZ8046=SUMIF(GHA!$AQ$51:$AQ$90,CB8045,GHA!$BK$51:$BK$90),CB8045+1,CB8045)","v":10},924,{"$f":"SUMIF(GHA!$AQ$51:$AQ$90,CB8046,GHA!$BJ$51:$BJ$90)","v":976.86343797274662}]
[null,null,null,null,null,null,null,null,null,null,null,null,null,null,null,null,null,null,null,null,null,null,null,null,null,null,null,null,null,null,null,null,null,null,null,null,null,null,null,null,null,null,null,null,null,null,null,null,null,null,null,null,null,null,null,null,null,null,null,null,null,null,null,null,null,null,null,null,null,null,null,null,null,null,null,336,20,8060,{"$f":"OFFSET(GHA!$D$1,IF($CA$1,BX8062,366-BX8062),BY8062)","v":1397.3},{"$f":"IF(BZ8062=SUMIF(GHA!$AQ$51:$AQ$90,CB8061,GHA!$BK$51:$BK$90),CB8061+1,CB8061)","v":10},923,{"$f":"SUMIF(GHA!$AQ$51:$AQ$90,CB8062,GHA!$BJ$51:$BJ$90)","v":976.86343797274662}]
[null,null,null,null,null,null,null,null,null,null,null,null,null,null,null,null,null,null,null,null,null,null,null,null,null,null,null,null,null,null,null,null,null,null,null,null,null,null,null,null,null,null,null,null,null,null,null,null,null,null,null,null,null,null,null,null,null,null,null,null,null,null,null,null,null,null,null,null,null,null,null,null,null,null,null,337,13,8077,{"$f":"OFFSET(GHA!$D$1,IF($CA$1,BX8079,366-BX8079),BY8079)","v":1238},{"$f":"IF(BZ8079=SUMIF(GHA!$AQ$51:$AQ$90,CB8078,GHA!$BK$51:$BK$90),CB8078+1,CB8078)","v":10},921,{"$f":"SUMIF(GHA!$AQ$51:$AQ$90,CB8079,GHA!$BJ$51:$BJ$90)","v":976.86343797274662}]
[null,null,null,null,null,null,null,null,null,null,null,null,null,null,null,null,null,null,null,null,null,null,null,null,null,null,null,null,null,null,null,null,null,null,null,null,null,null,null,null,null,null,null,null,null,null,null,null,null,null,null,null,null,null,null,null,null,null,null,null,null,null,null,null,null,null,null,null,null,null,null,null,null,null,null,338,6,8094,{"$f":"OFFSET(GHA!$D$1,IF($CA$1,BX8096,366-BX8096),BY8096)","v":1155},{"$f":"IF(BZ8096=SUMIF(GHA!$AQ$51:$AQ$90,CB8095,GHA!$BK$51:$BK$90),CB8095+1,CB8095)","v":10},919,{"$f":"SUMIF(GHA!$AQ$51:$AQ$90,CB8096,GHA!$BJ$51:$BJ$90)","v":976.86343797274662}]
[null,null,null,null,null,null,null,null,null,null,null,null,null,null,null,null,null,null,null,null,null,null,null,null,null,null,null,null,null,null,null,null,null,null,null,null,null,null,null,null,null,null,null,null,null,null,null,null,null,null,null,null,null,null,null,null,null,null,null,null,null,null,null,null,null,null,null,null,null,null,null,null,null,null,null,338,23,8111,{"$f":"OFFSET(GHA!$D$1,IF($CA$1,BX8113,366-BX8113),BY8113)","v":1269},{"$f":"IF(BZ8113=SUMIF(GHA!$AQ$51:$AQ$90,CB8112,GHA!$BK$51:$BK$90),CB8112+1,CB8112)","v":10},918,{"$f":"SUMIF(GHA!$AQ$51:$AQ$90,CB8113,GHA!$BJ$51:$BJ$90)","v":976.86343797274662}]
[null,null,null,null,null,null,null,null,null,null,null,null,null,null,null,null,null,null,null,null,null,null,null,null,null,null,null,null,null,null,null,null,null,null,null,null,null,null,null,null,null,null,null,null,null,null,null,null,null,null,null,null,null,null,null,null,null,null,null,null,null,null,null,null,null,null,null,null,null,null,null,null,null,null,null,{"$f":"ROUNDDOWN((BZ8131-1)/24,0)+1","v":339},17,8129,{"$f":"OFFSET(GHA!$D$1,IF($CA$1,BX8131,366-BX8131),BY8131)","v":1091},{"$f":"IF(BZ8131=SUMIF(GHA!$AQ$51:$AQ$90,CB8130,GHA!$BK$51:$BK$90),CB8130+1,CB8130)","v":10},916,{"$f":"SUMIF(GHA!$AQ$51:$AQ$90,CB8131,GHA!$BJ$51:$BJ$90)","v":976.86343797274662}]
[null,null,null,null,null,null,null,null,null,null,null,null,null,null,null,null,null,null,null,null,null,null,null,null,null,null,null,null,null,null,null,null,null,null,null,null,null,null,null,null,null,null,null,null,null,null,null,null,null,null,null,null,null,null,null,null,null,null,null,null,null,null,null,null,null,null,null,null,null,null,null,null,null,null,null,340,10,8146,{"$f":"OFFSET(GHA!$D$1,IF($CA$1,BX8148,366-BX8148),BY8148)","v":1007},{"$f":"IF(BZ8148=SUMIF(GHA!$AQ$51:$AQ$90,CB8147,GHA!$BK$51:$BK$90),CB8147+1,CB8147)","v":10},914,{"$f":"SUMIF(GHA!$AQ$51:$AQ$90,CB8148,GHA!$BJ$51:$BJ$90)","v":976.86343797274662}]
[null,null,null,null,null,null,null,null,null,null,null,null,null,null,null,null,null,null,null,null,null,null,null,null,null,null,null,null,null,null,null,null,null,null,null,null,null,null,null,null,null,null,null,null,null,null,null,null,null,null,null,null,null,null,null,null,null,null,null,null,null,null,null,null,null,null,null,null,null,null,null,null,null,null,null,341,3,8163,{"$f":"OFFSET(GHA!$D$1,IF($CA$1,BX8165,366-BX8165),BY8165)","v":1103},{"$f":"IF(BZ8165=SUMIF(GHA!$AQ$51:$AQ$90,CB8164,GHA!$BK$51:$BK$90),CB8164+1,CB8164)","v":10},912,{"$f":"SUMIF(GHA!$AQ$51:$AQ$90,CB8165,GHA!$BJ$51:$BJ$90)","v":976.86343797274662}]
[null,null,null,null,null,null,null,null,null,null,null,null,null,null,null,null,null,null,null,null,null,null,null,null,null,null,null,null,null,null,null,null,null,null,null,null,null,null,null,null,null,null,null,null,null,null,null,null,null,null,null,null,null,null,null,null,null,null,null,null,null,null,null,null,null,null,null,null,null,null,null,null,null,null,null,341,17,8177,{"$f":"OFFSET(GHA!$D$1,IF($CA$1,BX8179,366-BX8179),BY8179)","v":1219},{"$f":"IF(BZ8179=SUMIF(GHA!$AQ$51:$AQ$90,CB8178,GHA!$BK$51:$BK$90),CB8178+1,CB8178)","v":10},911,{"$f":"SUMIF(GHA!$AQ$51:$AQ$90,CB8179,GHA!$BJ$51:$BJ$90)","v":976.86343797274662}]
[null,null,null,null,null,null,null,null,null,null,null,null,null,null,null,null,null,null,null,null,null,null,null,null,null,null,null,null,null,null,null,null,null,null,null,null,null,null,null,null,null,null,null,null,null,null,null,null,null,null,null,null,null,null,null,null,null,null,null,null,null,null,null,null,null,null,null,null,null,null,null,null,null,null,null,341,22,8182,{"$f":"OFFSET(GHA!$D$1,IF($CA$1,BX8184,366-BX8184),BY8184)","v":1344},{"$f":"IF(BZ8184=SUMIF(GHA!$AQ$51:$AQ$90,CB8183,GHA!$BK$51:$BK$90),CB8183+1,CB8183)","v":10},911,{"$f":"SUMIF(GHA!$AQ$51:$AQ$90,CB8184,GHA!$BJ$51:$BJ$90)","v":976.86343797274662}]
[null,null,null,null,null,null,null,null,null,null,null,null,null,null,null,null,null,null,null,null,null,null,null,null,null,null,null,null,null,null,null,null,null,null,null,null,null,null,null,null,null,null,null,null,null,null,null,null,null,null,null,null,null,null,null,null,null,null,null,null,null,null,null,null,null,null,null,null,null,null,null,null,null,null,null,342,15,8199,{"$f":"OFFSET(GHA!$D$1,IF($CA$1,BX8201,366-BX8201),BY8201)","v":1224},{"$f":"IF(BZ8201=SUMIF(GHA!$AQ$51:$AQ$90,CB8200,GHA!$BK$51:$BK$90),CB8200+1,CB8200)","v":10},909,{"$f":"SUMIF(GHA!$AQ$51:$AQ$90,CB8201,GHA!$BJ$51:$BJ$90)","v":976.86343797274662}]
[null,null,null,null,null,null,null,null,null,null,null,null,null,null,null,null,null,null,null,null,null,null,null,null,null,null,null,null,null,null,null,null,null,null,null,null,null,null,null,null,null,null,null,null,null,null,null,null,null,null,null,null,null,null,null,null,null,null,null,null,null,null,null,null,null,null,null,null,null,null,null,null,null,null,null,343,20,8228,{"$f":"OFFSET(GHA!$D$1,IF($CA$1,BX8230,366-BX8230),BY8230)","v":1318},{"$f":"IF(BZ8230=SUMIF(GHA!$AQ$51:$AQ$90,CB8229,GHA!$BK$51:$BK$90),CB8229+1,CB8229)","v":10},906,{"$f":"SUMIF(GHA!$AQ$51:$AQ$90,CB8230,GHA!$BJ$51:$BJ$90)","v":976.86343797274662}]
[null,null,null,null,null,null,null,null,null,null,null,null,null,null,null,null,null,null,null,null,null,null,null,null,null,null,null,null,null,null,null,null,null,null,null,null,null,null,null,null,null,null,null,null,null,null,null,null,null,null,null,null,null,null,null,null,null,null,null,null,null,null,null,null,null,null,null,null,null,null,null,null,null,null,null,344,2,8234,{"$f":"OFFSET(GHA!$D$1,IF($CA$1,BX8236,366-BX8236),BY8236)","v":1061},{"$f":"IF(BZ8236=SUMIF(GHA!$AQ$51:$AQ$90,CB8235,GHA!$BK$51:$BK$90),CB8235+1,CB8235)","v":10},906,{"$f":"SUMIF(GHA!$AQ$51:$AQ$90,CB8236,GHA!$BJ$51:$BJ$90)","v":976.86343797274662}]
[null,null,null,null,null,null,null,null,null,null,null,null,null,null,null,null,null,null,null,null,null,null,null,null,null,null,null,null,null,null,null,null,null,null,null,null,null,null,null,null,null,null,null,null,null,null,null,null,null,null,null,null,null,null,null,null,null,null,null,null,null,null,null,null,null,null,null,null,null,null,null,null,null,null,null,344,19,8251,{"$f":"OFFSET(GHA!$D$1,IF($CA$1,BX8253,366-BX8253),BY8253)","v":1395},{"$f":"IF(BZ8253=SUMIF(GHA!$AQ$51:$AQ$90,CB8252,GHA!$BK$51:$BK$90),CB8252+1,CB8252)","v":10},903,{"$f":"SUMIF(GHA!$AQ$51:$AQ$90,CB8253,GHA!$BJ$51:$BJ$90)","v":976.86343797274662}]
[null,null,null,null,null,null,null,null,null,null,null,null,null,null,null,null,null,null,null,null,null,null,null,null,null,null,null,null,null,null,null,null,null,null,null,null,null,null,null,null,null,null,null,null,null,null,null,null,null,null,null,null,null,null,null,null,null,null,null,null,null,null,null,null,null,null,null,null,null,null,null,null,null,null,null,345,12,8268,{"$f":"OFFSET(GHA!$D$1,IF($CA$1,BX8270,366-BX8270),BY8270)","v":1200},{"$f":"IF(BZ8270=SUMIF(GHA!$AQ$51:$AQ$90,CB8269,GHA!$BK$51:$BK$90),CB8269+1,CB8269)","v":10},900,{"$f":"SUMIF(GHA!$AQ$51:$AQ$90,CB8270,GHA!$BJ$51:$BJ$90)","v":976.86343797274662}]
[null,null,null,null,null,null,null,null,null,null,null,null,null,null,null,null,null,null,null,null,null,null,null,null,null,null,null,null,null,null,null,null,null,null,null,null,null,null,null,null,null,null,null,null,null,null,null,null,null,null,null,null,null,null,null,null,null,null,null,null,null,null,null,null,null,null,null,null,null,null,null,null,null,null,null,346,14,8294,{"$f":"OFFSET(GHA!$D$1,IF($CA$1,BX8296,366-BX8296),BY8296)","v":1060},{"$f":"IF(BZ8296=SUMIF(GHA!$AQ$51:$AQ$90,CB8295,GHA!$BK$51:$BK$90),CB8295+1,CB8295)","v":10},898,{"$f":"SUMIF(GHA!$AQ$51:$AQ$90,CB8296,GHA!$BJ$51:$BJ$90)","v":976.86343797274662}]
[null,null,null,null,null,null,null,null,null,null,null,null,null,null,null,null,null,null,null,null,null,null,null,null,null,null,null,null,null,null,null,null,null,null,null,null,null,null,null,null,null,null,null,null,null,null,null,null,null,null,null,null,null,null,null,null,null,null,null,null,null,null,null,null,null,null,null,null,null,null,null,null,null,null,null,346,23,8303,{"$f":"OFFSET(GHA!$D$1,IF($CA$1,BX8305,366-BX8305),BY8305)","v":1171},{"$f":"IF(BZ8305=SUMIF(GHA!$AQ$51:$AQ$90,CB8304,GHA!$BK$51:$BK$90),CB8304+1,CB8304)","v":10},897,{"$f":"SUMIF(GHA!$AQ$51:$AQ$90,CB8305,GHA!$BJ$51:$BJ$90)","v":976.86343797274662}]
[null,null,null,null,null,null,null,null,null,null,null,null,null,null,null,null,null,null,null,null,null,null,null,null,null,null,null,null,null,null,null,null,null,null,null,null,null,null,null,null,null,null,null,null,null,null,null,null,null,null,null,null,null,null,null,null,null,null,null,null,null,null,null,null,null,null,null,null,null,null,null,null,null,null,null,347,16,8320,{"$f":"OFFSET(GHA!$D$1,IF($CA$1,BX8322,366-BX8322),BY8322)","v":1031},{"$f":"IF(BZ8322=SUMIF(GHA!$AQ$51:$AQ$90,CB8321,GHA!$BK$51:$BK$90),CB8321+1,CB8321)","v":10},895,{"$f":"SUMIF(GHA!$AQ$51:$AQ$90,CB8322,GHA!$BJ$51:$BJ$90)","v":976.86343797274662}]
[null,null,null,null,null,null,null,null,null,null,null,null,null,null,null,null,null,null,null,null,null,null,null,null,null,null,null,null,null,null,null,null,null,null,null,null,null,null,null,null,null,null,null,null,null,null,null,null,null,null,null,null,null,null,null,null,null,null,null,null,null,null,null,null,null,null,null,null,null,null,null,null,null,null,null,347,23,8327,{"$f":"OFFSET(GHA!$D$1,IF($CA$1,BX8329,366-BX8329),BY8329)","v":1165},{"$f":"IF(BZ8329=SUMIF(GHA!$AQ$51:$AQ$90,CB8328,GHA!$BK$51:$BK$90),CB8328+1,CB8328)","v":10},894,{"$f":"SUMIF(GHA!$AQ$51:$AQ$90,CB8329,GHA!$BJ$51:$BJ$90)","v":976.86343797274662}]
[null,null,null,null,null,null,null,null,null,null,null,null,null,null,null,null,null,null,null,null,null,null,null,null,null,null,null,null,null,null,null,null,null,null,null,null,null,null,null,null,null,null,null,null,null,null,null,null,null,null,null,null,null,null,null,null,null,null,null,null,null,null,null,null,null,null,null,null,null,null,null,null,null,null,null,349,3,8355,{"$f":"OFFSET(GHA!$D$1,IF($CA$1,BX8357,366-BX8357),BY8357)","v":1118},{"$f":"IF(BZ8357=SUMIF(GHA!$AQ$51:$AQ$90,CB8356,GHA!$BK$51:$BK$90),CB8356+1,CB8356)","v":10},891,{"$f":"SUMIF(GHA!$AQ$51:$AQ$90,CB8357,GHA!$BJ$51:$BJ$90)","v":976.86343797274662}]
[null,null,null,null,null,null,null,null,null,null,null,null,null,null,null,null,null,null,null,null,null,null,null,null,null,null,null,null,null,null,null,null,null,null,null,null,null,null,null,null,null,null,null,null,null,null,null,null,null,null,null,null,null,null,null,null,null,null,null,null,null,null,null,null,null,null,null,null,null,null,null,null,null,null,null,349,20,8372,{"$f":"OFFSET(GHA!$D$1,IF($CA$1,BX8374,366-BX8374),BY8374)","v":1390},{"$f":"IF(BZ8374=SUMIF(GHA!$AQ$51:$AQ$90,CB8373,GHA!$BK$51:$BK$90),CB8373+1,CB8373)","v":10},888,{"$f":"SUMIF(GHA!$AQ$51:$AQ$90,CB8374,GHA!$BJ$51:$BJ$90)","v":976.86343797274662}]
[null,null,null,null,null,null,null,null,null,null,null,null,null,null,null,null,null,null,null,null,null,null,null,null,null,null,null,null,null,null,null,null,null,null,null,null,null,null,null,null,null,null,null,null,null,null,null,null,null,null,null,null,null,null,null,null,null,null,null,null,null,null,null,null,null,null,null,null,null,null,null,null,null,null,null,350,13,8389,{"$f":"OFFSET(GHA!$D$1,IF($CA$1,BX8391,366-BX8391),BY8391)","v":1242.9000000000001},{"$f":"IF(BZ8391=SUMIF(GHA!$AQ$51:$AQ$90,CB8390,GHA!$BK$51:$BK$90),CB8390+1,CB8390)","v":10},885,{"$f":"SUMIF(GHA!$AQ$51:$AQ$90,CB8391,GHA!$BJ$51:$BJ$90)","v":976.86343797274662}]
[null,null,null,null,null,null,null,null,null,null,null,null,null,null,null,null,null,null,null,null,null,null,null,null,null,null,null,null,null,null,null,null,null,null,null,null,null,null,null,null,null,null,null,null,null,null,null,null,null,null,null,null,null,null,null,null,null,null,null,null,null,null,null,null,null,null,null,null,null,null,null,null,null,null,null,350,18,8394,{"$f":"OFFSET(GHA!$D$1,IF($CA$1,BX8396,366-BX8396),BY8396)","v":1303.5999999999999},{"$f":"IF(BZ8396=SUMIF(GHA!$AQ$51:$AQ$90,CB8395,GHA!$BK$51:$BK$90),CB8395+1,CB8395)","v":10},885,{"$f":"SUMIF(GHA!$AQ$51:$AQ$90,CB8396,GHA!$BJ$51:$BJ$90)","v":976.86343797274662}]
[null,null,null,null,null,null,null,null,null,null,null,null,null,null,null,null,null,null,null,null,null,null,null,null,null,null,null,null,null,null,null,null,null,null,null,null,null,null,null,null,null,null,null,null,null,null,null,null,null,null,null,null,null,null,null,null,null,null,null,null,null,null,null,null,null,null,null,null,null,null,null,null,null,null,null,351,24,8424,{"$f":"OFFSET(GHA!$D$1,IF($CA$1,BX8426,366-BX8426),BY8426)","v":1234},{"$f":"IF(BZ8426=SUMIF(GHA!$AQ$51:$AQ$90,CB8425,GHA!$BK$51:$BK$90),CB8425+1,CB8425)","v":10},880,{"$f":"SUMIF(GHA!$AQ$51:$AQ$90,CB8426,GHA!$BJ$51:$BJ$90)","v":976.86343797274662}]
[null,null,null,null,null,null,null,null,null,null,null,null,null,null,null,null,null,null,null,null,null,null,null,null,null,null,null,null,null,null,null,null,null,null,null,null,null,null,null,null,null,null,null,null,null,null,null,null,null,null,null,null,null,null,null,null,null,null,null,null,null,null,null,null,null,null,null,null,null,null,null,null,null,null,null,352,1,8425,{"$f":"OFFSET(GHA!$D$1,IF($CA$1,BX8427,366-BX8427),BY8427)","v":1151},{"$f":"IF(BZ8427=SUMIF(GHA!$AQ$51:$AQ$90,CB8426,GHA!$BK$51:$BK$90),CB8426+1,CB8426)","v":10},880,{"$f":"SUMIF(GHA!$AQ$51:$AQ$90,CB8427,GHA!$BJ$51:$BJ$90)","v":976.86343797274662}]
[null,null,null,null,null,null,null,null,null,null,null,null,null,null,null,null,null,null,null,null,null,null,null,null,null,null,null,null,null,null,null,null,null,null,null,null,null,null,null,null,null,null,null,null,null,null,null,null,null,null,null,null,null,null,null,null,null,null,null,null,null,null,null,null,null,null,null,null,null,null,null,null,null,null,null,352,18,8442,{"$f":"OFFSET(GHA!$D$1,IF($CA$1,BX8444,366-BX8444),BY8444)","v":1304.0999999999999},{"$f":"IF(BZ8444=SUMIF(GHA!$AQ$51:$AQ$90,CB8443,GHA!$BK$51:$BK$90),CB8443+1,CB8443)","v":10},878,{"$f":"SUMIF(GHA!$AQ$51:$AQ$90,CB8444,GHA!$BJ$51:$BJ$90)","v":976.86343797274662}]
[null,null,null,null,null,null,null,null,null,null,null,null,null,null,null,null,null,null,null,null,null,null,null,null,null,null,null,null,null,null,null,null,null,null,null,null,null,null,null,null,null,null,null,null,null,null,null,null,null,null,null,null,null,null,null,null,null,null,null,null,null,null,null,null,null,null,null,null,null,null,null,null,null,null,null,353,12,8460,{"$f":"OFFSET(GHA!$D$1,IF($CA$1,BX8462,366-BX8462),BY8462)","v":1015},{"$f":"IF(BZ8462=SUMIF(GHA!$AQ$51:$AQ$90,CB8461,GHA!$BK$51:$BK$90),CB8461+1,CB8461)","v":10},875,{"$f":"SUMIF(GHA!$AQ$51:$AQ$90,CB8462,GHA!$BJ$51:$BJ$90)","v":976.86343797274662}]
[null,null,null,null,null,null,null,null,null,null,null,null,null,null,null,null,null,null,null,null,null,null,null,null,null,null,null,null,null,null,null,null,null,null,null,null,null,null,null,null,null,null,null,null,null,null,null,null,null,null,null,null,null,null,null,null,null,null,null,null,null,null,null,null,null,null,null,null,null,null,null,null,null,null,null,354,5,8477,{"$f":"OFFSET(GHA!$D$1,IF($CA$1,BX8479,366-BX8479),BY8479)","v":1144},{"$f":"IF(BZ8479=SUMIF(GHA!$AQ$51:$AQ$90,CB8478,GHA!$BK$51:$BK$90),CB8478+1,CB8478)","v":10},872,{"$f":"SUMIF(GHA!$AQ$51:$AQ$90,CB8479,GHA!$BJ$51:$BJ$90)","v":976.86343797274662}]
[null,null,null,null,null,null,null,null,null,null,null,null,null,null,null,null,null,null,null,null,null,null,null,null,null,null,null,null,null,null,null,null,null,null,null,null,null,null,null,null,null,null,null,null,null,null,null,null,null,null,null,null,null,null,null,null,null,null,null,null,null,null,null,null,null,null,null,null,null,null,null,null,null,null,null,354,22,8494,{"$f":"OFFSET(GHA!$D$1,IF($CA$1,BX8496,366-BX8496),BY8496)","v":1316},{"$f":"IF(BZ8496=SUMIF(GHA!$AQ$51:$AQ$90,CB8495,GHA!$BK$51:$BK$90),CB8495+1,CB8495)","v":10},869,{"$f":"SUMIF(GHA!$AQ$51:$AQ$90,CB8496,GHA!$BJ$51:$BJ$90)","v":976.86343797274662}]
[null,null,null,null,null,null,null,null,null,null,null,null,null,null,null,null,null,null,null,null,null,null,null,null,null,null,null,null,null,null,null,null,null,null,null,null,null,null,null,null,null,null,null,null,null,null,null,null,null,null,null,null,null,null,null,null,null,null,null,null,null,null,null,null,null,null,null,null,null,null,null,null,null,null,null,355,14,8510,{"$f":"OFFSET(GHA!$D$1,IF($CA$1,BX8512,366-BX8512),BY8512)","v":1248.9000000000001},{"$f":"IF(BZ8512=SUMIF(GHA!$AQ$51:$AQ$90,CB8511,GHA!$BK$51:$BK$90),CB8511+1,CB8511)","v":10},866,{"$f":"SUMIF(GHA!$AQ$51:$AQ$90,CB8512,GHA!$BJ$51:$BJ$90)","v":976.86343797274662}]
[null,null,null,null,null,null,null,null,null,null,null,null,null,null,null,null,null,null,null,null,null,null,null,null,null,null,null,null,null,null,null,null,null,null,null,null,null,null,null,null,null,null,null,null,null,null,null,null,null,null,null,null,null,null,null,null,null,null,null,null,null,null,null,null,null,null,null,null,null,null,null,null,null,null,null,356,9,8529,{"$f":"OFFSET(GHA!$D$1,IF($CA$1,BX8531,366-BX8531),BY8531)","v":1193},{"$f":"IF(BZ8531=SUMIF(GHA!$AQ$51:$AQ$90,CB8530,GHA!$BK$51:$BK$90),CB8530+1,CB8530)","v":10},862,{"$f":"SUMIF(GHA!$AQ$51:$AQ$90,CB8531,GHA!$BJ$51:$BJ$90)","v":976.86343797274662}]
[null,null,null,null,null,null,null,null,null,null,null,null,null,null,null,null,null,null,null,null,null,null,null,null,null,null,null,null,null,null,null,null,null,null,null,null,null,null,null,null,null,null,null,null,null,null,null,null,null,null,null,null,null,null,null,null,null,null,null,null,null,null,null,null,null,null,null,null,null,null,null,null,null,null,null,357,2,8546,{"$f":"OFFSET(GHA!$D$1,IF($CA$1,BX8548,366-BX8548),BY8548)","v":1197},{"$f":"IF(BZ8548=SUMIF(GHA!$AQ$51:$AQ$90,CB8547,GHA!$BK$51:$BK$90),CB8547+1,CB8547)","v":10},858,{"$f":"SUMIF(GHA!$AQ$51:$AQ$90,CB8548,GHA!$BJ$51:$BJ$90)","v":976.86343797274662}]
[null,null,null,null,null,null,null,null,null,null,null,null,null,null,null,null,null,null,null,null,null,null,null,null,null,null,null,null,null,null,null,null,null,null,null,null,null,null,null,null,null,null,null,null,null,null,null,null,null,null,null,null,null,null,null,null,null,null,null,null,null,null,null,null,null,null,null,null,null,null,null,null,null,null,null,357,19,8563,{"$f":"OFFSET(GHA!$D$1,IF($CA$1,BX8565,366-BX8565),BY8565)","v":1360.4},{"$f":"IF(BZ8565=SUMIF(GHA!$AQ$51:$AQ$90,CB8564,GHA!$BK$51:$BK$90),CB8564+1,CB8564)","v":10},855,{"$f":"SUMIF(GHA!$AQ$51:$AQ$90,CB8565,GHA!$BJ$51:$BJ$90)","v":976.86343797274662}]
[null,null,null,null,null,null,null,null,null,null,null,null,null,null,null,null,null,null,null,null,null,null,null,null,null,null,null,null,null,null,null,null,null,null,null,null,null,null,null,null,null,null,null,null,null,null,null,null,null,null,null,null,null,null,null,null,null,null,null,null,null,null,null,null,null,null,null,null,null,null,null,null,null,null,null,{"$f":"ROUNDDOWN((BZ8579-1)/24,0)+1","v":358},9,8577,{"$f":"OFFSET(GHA!$D$1,IF($CA$1,BX8579,366-BX8579),BY8579)","v":1164},{"$f":"IF(BZ8579=SUMIF(GHA!$AQ$51:$AQ$90,CB8578,GHA!$BK$51:$BK$90),CB8578+1,CB8578)","v":10},851,{"$f":"SUMIF(GHA!$AQ$51:$AQ$90,CB8579,GHA!$BJ$51:$BJ$90)","v":976.86343797274662}]
[null,null,null,null,null,null,null,null,null,null,null,null,null,null,null,null,null,null,null,null,null,null,null,null,null,null,null,null,null,null,null,null,null,null,null,null,null,null,null,null,null,null,null,null,null,null,null,null,null,null,null,null,null,null,null,null,null,null,null,null,null,null,null,null,null,null,null,null,null,null,null,null,null,null,null,359,6,8598,{"$f":"OFFSET(GHA!$D$1,IF($CA$1,BX8600,366-BX8600),BY8600)","v":1150},{"$f":"IF(BZ8600=SUMIF(GHA!$AQ$51:$AQ$90,CB8599,GHA!$BK$51:$BK$90),CB8599+1,CB8599)","v":10},845,{"$f":"SUMIF(GHA!$AQ$51:$AQ$90,CB8600,GHA!$BJ$51:$BJ$90)","v":976.86343797274662}]
[null,null,null,null,null,null,null,null,null,null,null,null,null,null,null,null,null,null,null,null,null,null,null,null,null,null,null,null,null,null,null,null,null,null,null,null,null,null,null,null,null,null,null,null,null,null,null,null,null,null,null,null,null,null,null,null,null,null,null,null,null,null,null,null,null,null,null,null,null,null,null,null,null,null,null,359,23,8615,{"$f":"OFFSET(GHA!$D$1,IF($CA$1,BX8617,366-BX8617),BY8617)","v":1230},{"$f":"IF(BZ8617=SUMIF(GHA!$AQ$51:$AQ$90,CB8616,GHA!$BK$51:$BK$90),CB8616+1,CB8616)","v":10},840,{"$f":"SUMIF(GHA!$AQ$51:$AQ$90,CB8617,GHA!$BJ$51:$BJ$90)","v":976.86343797274662}]
[null,null,null,null,null,null,null,null,null,null,null,null,null,null,null,null,null,null,null,null,null,null,null,null,null,null,null,null,null,null,null,null,null,null,null,null,null,null,null,null,null,null,null,null,null,null,null,null,null,null,null,null,null,null,null,null,null,null,null,null,null,null,null,null,null,null,null,null,null,null,null,null,null,null,null,360,11,8627,{"$f":"OFFSET(GHA!$D$1,IF($CA$1,BX8629,366-BX8629),BY8629)","v":1060},{"$f":"IF(BZ8629=SUMIF(GHA!$AQ$51:$AQ$90,CB8628,GHA!$BK$51:$BK$90),CB8628+1,CB8628)","v":10},835,{"$f":"SUMIF(GHA!$AQ$51:$AQ$90,CB8629,GHA!$BJ$51:$BJ$90)","v":976.86343797274662}]
[null,null,null,null,null,null,null,null,null,null,null,null,null,null,null,null,null,null,null,null,null,null,null,null,null,null,null,null,null,null,null,null,null,null,null,null,null,null,null,null,null,null,null,null,null,null,null,null,null,null,null,null,null,null,null,null,null,null,null,null,null,null,null,null,null,null,null,null,null,null,null,null,null,null,null,360,21,8637,{"$f":"OFFSET(GHA!$D$1,IF($CA$1,BX8639,366-BX8639),BY8639)","v":1329},{"$f":"IF(BZ8639=SUMIF(GHA!$AQ$51:$AQ$90,CB8638,GHA!$BK$51:$BK$90),CB8638+1,CB8638)","v":10},831,{"$f":"SUMIF(GHA!$AQ$51:$AQ$90,CB8639,GHA!$BJ$51:$BJ$90)","v":976.86343797274662}]
[null,null,null,null,null,null,null,null,null,null,null,null,null,null,null,null,null,null,null,null,null,null,null,null,null,null,null,null,null,null,null,null,null,null,null,null,null,null,null,null,null,null,null,null,null,null,null,null,null,null,null,null,null,null,null,null,null,null,null,null,null,null,null,null,null,null,null,null,null,null,null,null,null,null,null,360,22,8638,{"$f":"OFFSET(GHA!$D$1,IF($CA$1,BX8640,366-BX8640),BY8640)","v":1313},{"$f":"IF(BZ8640=SUMIF(GHA!$AQ$51:$AQ$90,CB8639,GHA!$BK$51:$BK$90),CB8639+1,CB8639)","v":10},831,{"$f":"SUMIF(GHA!$AQ$51:$AQ$90,CB8640,GHA!$BJ$51:$BJ$90)","v":976.86343797274662}]
[null,null,null,null,null,null,null,null,null,null,null,null,null,null,null,null,null,null,null,null,null,null,null,null,null,null,null,null,null,null,null,null,null,null,null,null,null,null,null,null,null,null,null,null,null,null,null,null,null,null,null,null,null,null,null,null,null,null,null,null,null,null,null,null,null,null,null,null,null,null,null,null,null,null,null,360,23,8639,{"$f":"OFFSET(GHA!$D$1,IF($CA$1,BX8641,366-BX8641),BY8641)","v":1227},{"$f":"IF(BZ8641=SUMIF(GHA!$AQ$51:$AQ$90,CB8640,GHA!$BK$51:$BK$90),CB8640+1,CB8640)","v":10},830,{"$f":"SUMIF(GHA!$AQ$51:$AQ$90,CB8641,GHA!$BJ$51:$BJ$90)","v":976.86343797274662}]
[null,null,null,null,null,null,null,null,null,null,null,null,null,null,null,null,null,null,null,null,null,null,null,null,null,null,null,null,null,null,null,null,null,null,null,null,null,null,null,null,null,null,null,null,null,null,null,null,null,null,null,null,null,null,null,null,null,null,null,null,null,null,null,null,null,null,null,null,null,null,null,null,null,null,null,360,24,8640,{"$f":"OFFSET(GHA!$D$1,IF($CA$1,BX8642,366-BX8642),BY8642)","v":1167},{"$f":"IF(BZ8642=SUMIF(GHA!$AQ$51:$AQ$90,CB8641,GHA!$BK$51:$BK$90),CB8641+1,CB8641)","v":10},830,{"$f":"SUMIF(GHA!$AQ$51:$AQ$90,CB8642,GHA!$BJ$51:$BJ$90)","v":976.86343797274662}]
[null,null,null,null,null,null,null,null,null,null,null,null,null,null,null,null,null,null,null,null,null,null,null,null,null,null,null,null,null,null,null,null,null,null,null,null,null,null,null,null,null,null,null,null,null,null,null,null,null,null,null,null,null,null,null,null,null,null,null,null,null,null,null,null,null,null,null,null,null,null,null,null,null,null,null,{"$f":"ROUNDDOWN((BZ8643-1)/24,0)+1","v":361},1,8641,{"$f":"OFFSET(GHA!$D$1,IF($CA$1,BX8643,366-BX8643),BY8643)","v":1141},{"$f":"IF(BZ8643=SUMIF(GHA!$AQ$51:$AQ$90,CB8642,GHA!$BK$51:$BK$90),CB8642+1,CB8642)","v":10},830,{"$f":"SUMIF(GHA!$AQ$51:$AQ$90,CB8643,GHA!$BJ$51:$BJ$90)","v":976.86343797274662}]
[null,null,null,null,null,null,null,null,null,null,null,null,null,null,null,null,null,null,null,null,null,null,null,null,null,null,null,null,null,null,null,null,null,null,null,null,null,null,null,null,null,null,null,null,null,null,null,null,null,null,null,null,null,null,null,null,null,null,null,null,null,null,null,null,null,null,null,null,null,null,null,null,null,null,null,361,2,{"$f":"BZ8643+1","v":8642},{"$f":"OFFSET(GHA!$D$1,IF($CA$1,BX8644,366-BX8644),BY8644)","v":1114},{"$f":"IF(BZ8644=SUMIF(GHA!$AQ$51:$AQ$90,CB8643,GHA!$BK$51:$BK$90),CB8643+1,CB8643)","v":10},829,{"$f":"SUMIF(GHA!$AQ$51:$AQ$90,CB8644,GHA!$BJ$51:$BJ$90)","v":976.86343797274662}]
[null,null,null,null,null,null,null,null,null,null,null,null,null,null,null,null,null,null,null,null,null,null,null,null,null,null,null,null,null,null,null,null,null,null,null,null,null,null,null,null,null,null,null,null,null,null,null,null,null,null,null,null,null,null,null,null,null,null,null,null,null,null,null,null,null,null,null,null,null,null,null,null,null,null,null,361,3,8643,{"$f":"OFFSET(GHA!$D$1,IF($CA$1,BX8645,366-BX8645),BY8645)","v":1101},{"$f":"IF(BZ8645=SUMIF(GHA!$AQ$51:$AQ$90,CB8644,GHA!$BK$51:$BK$90),CB8644+1,CB8644)","v":10},829,{"$f":"SUMIF(GHA!$AQ$51:$AQ$90,CB8645,GHA!$BJ$51:$BJ$90)","v":976.86343797274662}]
[null,null,null,null,null,null,null,null,null,null,null,null,null,null,null,null,null,null,null,null,null,null,null,null,null,null,null,null,null,null,null,null,null,null,null,null,null,null,null,null,null,null,null,null,null,null,null,null,null,null,null,null,null,null,null,null,null,null,null,null,null,null,null,null,null,null,null,null,null,null,null,null,null,null,null,361,4,8644,{"$f":"OFFSET(GHA!$D$1,IF($CA$1,BX8646,366-BX8646),BY8646)","v":1078},{"$f":"IF(BZ8646=SUMIF(GHA!$AQ$51:$AQ$90,CB8645,GHA!$BK$51:$BK$90),CB8645+1,CB8645)","v":10},829,{"$f":"SUMIF(GHA!$AQ$51:$AQ$90,CB8646,GHA!$BJ$51:$BJ$90)","v":976.86343797274662}]
[null,null,null,null,null,null,null,null,null,null,null,null,null,null,null,null,null,null,null,null,null,null,null,null,null,null,null,null,null,null,null,null,null,null,null,null,null,null,null,null,null,null,null,null,null,null,null,null,null,null,null,null,null,null,null,null,null,null,null,null,null,null,null,null,null,null,null,null,null,null,null,null,null,null,null,361,5,8645,{"$f":"OFFSET(GHA!$D$1,IF($CA$1,BX8647,366-BX8647),BY8647)","v":1069},{"$f":"IF(BZ8647=SUMIF(GHA!$AQ$51:$AQ$90,CB8646,GHA!$BK$51:$BK$90),CB8646+1,CB8646)","v":10},829,{"$f":"SUMIF(GHA!$AQ$51:$AQ$90,CB8647,GHA!$BJ$51:$BJ$90)","v":976.86343797274662}]
[null,null,null,null,null,null,null,null,null,null,null,null,null,null,null,null,null,null,null,null,null,null,null,null,null,null,null,null,null,null,null,null,null,null,null,null,null,null,null,null,null,null,null,null,null,null,null,null,null,null,null,null,null,null,null,null,null,null,null,null,null,null,null,null,null,null,null,null,null,null,null,null,null,null,null,361,6,8646,{"$f":"OFFSET(GHA!$D$1,IF($CA$1,BX8648,366-BX8648),BY8648)","v":1081},{"$f":"IF(BZ8648=SUMIF(GHA!$AQ$51:$AQ$90,CB8647,GHA!$BK$51:$BK$90),CB8647+1,CB8647)","v":10},827,{"$f":"SUMIF(GHA!$AQ$51:$AQ$90,CB8648,GHA!$BJ$51:$BJ$90)","v":976.86343797274662}]
[null,null,null,null,null,null,null,null,null,null,null,null,null,null,null,null,null,null,null,null,null,null,null,null,null,null,null,null,null,null,null,null,null,null,null,null,null,null,null,null,null,null,null,null,null,null,null,null,null,null,null,null,null,null,null,null,null,null,null,null,null,null,null,null,null,null,null,null,null,null,null,null,null,null,null,361,7,8647,{"$f":"OFFSET(GHA!$D$1,IF($CA$1,BX8649,366-BX8649),BY8649)","v":1028},{"$f":"IF(BZ8649=SUMIF(GHA!$AQ$51:$AQ$90,CB8648,GHA!$BK$51:$BK$90),CB8648+1,CB8648)","v":10},826,{"$f":"SUMIF(GHA!$AQ$51:$AQ$90,CB8649,GHA!$BJ$51:$BJ$90)","v":976.86343797274662}]
[null,null,null,null,null,null,null,null,null,null,null,null,null,null,null,null,null,null,null,null,null,null,null,null,null,null,null,null,null,null,null,null,null,null,null,null,null,null,null,null,null,null,null,null,null,null,null,null,null,null,null,null,null,null,null,null,null,null,null,null,null,null,null,null,null,null,null,null,null,null,null,null,null,null,null,361,8,8648,{"$f":"OFFSET(GHA!$D$1,IF($CA$1,BX8650,366-BX8650),BY8650)","v":1036},{"$f":"IF(BZ8650=SUMIF(GHA!$AQ$51:$AQ$90,CB8649,GHA!$BK$51:$BK$90),CB8649+1,CB8649)","v":10},826,{"$f":"SUMIF(GHA!$AQ$51:$AQ$90,CB8650,GHA!$BJ$51:$BJ$90)","v":976.86343797274662}]
[null,null,null,null,null,null,null,null,null,null,null,null,null,null,null,null,null,null,null,null,null,null,null,null,null,null,null,null,null,null,null,null,null,null,null,null,null,null,null,null,null,null,null,null,null,null,null,null,null,null,null,null,null,null,null,null,null,null,null,null,null,null,null,null,null,null,null,null,null,null,null,null,null,null,null,361,9,8649,{"$f":"OFFSET(GHA!$D$1,IF($CA$1,BX8651,366-BX8651),BY8651)","v":1030},{"$f":"IF(BZ8651=SUMIF(GHA!$AQ$51:$AQ$90,CB8650,GHA!$BK$51:$BK$90),CB8650+1,CB8650)","v":10},826,{"$f":"SUMIF(GHA!$AQ$51:$AQ$90,CB8651,GHA!$BJ$51:$BJ$90)","v":976.86343797274662}]
[null,null,null,null,null,null,null,null,null,null,null,null,null,null,null,null,null,null,null,null,null,null,null,null,null,null,null,null,null,null,null,null,null,null,null,null,null,null,null,null,null,null,null,null,null,null,null,null,null,null,null,null,null,null,null,null,null,null,null,null,null,null,null,null,null,null,null,null,null,null,null,null,null,null,null,361,10,8650,{"$f":"OFFSET(GHA!$D$1,IF($CA$1,BX8652,366-BX8652),BY8652)","v":995},{"$f":"IF(BZ8652=SUMIF(GHA!$AQ$51:$AQ$90,CB8651,GHA!$BK$51:$BK$90),CB8651+1,CB8651)","v":10},826,{"$f":"SUMIF(GHA!$AQ$51:$AQ$90,CB8652,GHA!$BJ$51:$BJ$90)","v":976.86343797274662}]
[null,null,null,null,null,null,null,null,null,null,null,null,null,null,null,null,null,null,null,null,null,null,null,null,null,null,null,null,null,null,null,null,null,null,null,null,null,null,null,null,null,null,null,null,null,null,null,null,null,null,null,null,null,null,null,null,null,null,null,null,null,null,null,null,null,null,null,null,null,null,null,null,null,null,null,361,11,8651,{"$f":"OFFSET(GHA!$D$1,IF($CA$1,BX8653,366-BX8653),BY8653)","v":877},{"$f":"IF(BZ8653=SUMIF(GHA!$AQ$51:$AQ$90,CB8652,GHA!$BK$51:$BK$90),CB8652+1,CB8652)","v":10},825,{"$f":"SUMIF(GHA!$AQ$51:$AQ$90,CB8653,GHA!$BJ$51:$BJ$90)","v":976.86343797274662}]
[null,null,null,null,null,null,null,null,null,null,null,null,null,null,null,null,null,null,null,null,null,null,null,null,null,null,null,null,null,null,null,null,null,null,null,null,null,null,null,null,null,null,null,null,null,null,null,null,null,null,null,null,null,null,null,null,null,null,null,null,null,null,null,null,null,null,null,null,null,null,null,null,null,null,null,361,12,8652,{"$f":"OFFSET(GHA!$D$1,IF($CA$1,BX8654,366-BX8654),BY8654)","v":984},{"$f":"IF(BZ8654=SUMIF(GHA!$AQ$51:$AQ$90,CB8653,GHA!$BK$51:$BK$90),CB8653+1,CB8653)","v":10},825,{"$f":"SUMIF(GHA!$AQ$51:$AQ$90,CB8654,GHA!$BJ$51:$BJ$90)","v":976.86343797274662}]
[null,null,null,null,null,null,null,null,null,null,null,null,null,null,null,null,null,null,null,null,null,null,null,null,null,null,null,null,null,null,null,null,null,null,null,null,null,null,null,null,null,null,null,null,null,null,null,null,null,null,null,null,null,null,null,null,null,null,null,null,null,null,null,null,null,null,null,null,null,null,null,null,null,null,null,361,13,8653,{"$f":"OFFSET(GHA!$D$1,IF($CA$1,BX8655,366-BX8655),BY8655)","v":1017},{"$f":"IF(BZ8655=SUMIF(GHA!$AQ$51:$AQ$90,CB8654,GHA!$BK$51:$BK$90),CB8654+1,CB8654)","v":10},825,{"$f":"SUMIF(GHA!$AQ$51:$AQ$90,CB8655,GHA!$BJ$51:$BJ$90)","v":976.86343797274662}]
[null,null,null,null,null,null,null,null,null,null,null,null,null,null,null,null,null,null,null,null,null,null,null,null,null,null,null,null,null,null,null,null,null,null,null,null,null,null,null,null,null,null,null,null,null,null,null,null,null,null,null,null,null,null,null,null,null,null,null,null,null,null,null,null,null,null,null,null,null,null,null,null,null,null,null,361,14,8654,{"$f":"OFFSET(GHA!$D$1,IF($CA$1,BX8656,366-BX8656),BY8656)","v":1068},{"$f":"IF(BZ8656=SUMIF(GHA!$AQ$51:$AQ$90,CB8655,GHA!$BK$51:$BK$90),CB8655+1,CB8655)","v":10},825,{"$f":"SUMIF(GHA!$AQ$51:$AQ$90,CB8656,GHA!$BJ$51:$BJ$90)","v":976.86343797274662}]
[null,null,null,null,null,null,null,null,null,null,null,null,null,null,null,null,null,null,null,null,null,null,null,null,null,null,null,null,null,null,null,null,null,null,null,null,null,null,null,null,null,null,null,null,null,null,null,null,null,null,null,null,null,null,null,null,null,null,null,null,null,null,null,null,null,null,null,null,null,null,null,null,null,null,null,361,15,8655,{"$f":"OFFSET(GHA!$D$1,IF($CA$1,BX8657,366-BX8657),BY8657)","v":1065},{"$f":"IF(BZ8657=SUMIF(GHA!$AQ$51:$AQ$90,CB8656,GHA!$BK$51:$BK$90),CB8656+1,CB8656)","v":10},824,{"$f":"SUMIF(GHA!$AQ$51:$AQ$90,CB8657,GHA!$BJ$51:$BJ$90)","v":976.86343797274662}]
[null,null,null,null,null,null,null,null,null,null,null,null,null,null,null,null,null,null,null,null,null,null,null,null,null,null,null,null,null,null,null,null,null,null,null,null,null,null,null,null,null,null,null,null,null,null,null,null,null,null,null,null,null,null,null,null,null,null,null,null,null,null,null,null,null,null,null,null,null,null,null,null,null,null,null,361,16,8656,{"$f":"OFFSET(GHA!$D$1,IF($CA$1,BX8658,366-BX8658),BY8658)","v":1050},{"$f":"IF(BZ8658=SUMIF(GHA!$AQ$51:$AQ$90,CB8657,GHA!$BK$51:$BK$90),CB8657+1,CB8657)","v":10},823,{"$f":"SUMIF(GHA!$AQ$51:$AQ$90,CB8658,GHA!$BJ$51:$BJ$90)","v":976.86343797274662}]
[null,null,null,null,null,null,null,null,null,null,null,null,null,null,null,null,null,null,null,null,null,null,null,null,null,null,null,null,null,null,null,null,null,null,null,null,null,null,null,null,null,null,null,null,null,null,null,null,null,null,null,null,null,null,null,null,null,null,null,null,null,null,null,null,null,null,null,null,null,null,null,null,null,null,null,361,17,8657,{"$f":"OFFSET(GHA!$D$1,IF($CA$1,BX8659,366-BX8659),BY8659)","v":1066},{"$f":"IF(BZ8659=SUMIF(GHA!$AQ$51:$AQ$90,CB8658,GHA!$BK$51:$BK$90),CB8658+1,CB8658)","v":10},822,{"$f":"SUMIF(GHA!$AQ$51:$AQ$90,CB8659,GHA!$BJ$51:$BJ$90)","v":976.86343797274662}]
[null,null,null,null,null,null,null,null,null,null,null,null,null,null,null,null,null,null,null,null,null,null,null,null,null,null,null,null,null,null,null,null,null,null,null,null,null,null,null,null,null,null,null,null,null,null,null,null,null,null,null,null,null,null,null,null,null,null,null,null,null,null,null,null,null,null,null,null,null,null,null,null,null,null,null,361,18,8658,{"$f":"OFFSET(GHA!$D$1,IF($CA$1,BX8660,366-BX8660),BY8660)","v":1140},{"$f":"IF(BZ8660=SUMIF(GHA!$AQ$51:$AQ$90,CB8659,GHA!$BK$51:$BK$90),CB8659+1,CB8659)","v":10},822,{"$f":"SUMIF(GHA!$AQ$51:$AQ$90,CB8660,GHA!$BJ$51:$BJ$90)","v":976.86343797274662}]
[null,null,null,null,null,null,null,null,null,null,null,null,null,null,null,null,null,null,null,null,null,null,null,null,null,null,null,null,null,null,null,null,null,null,null,null,null,null,null,null,null,null,null,null,null,null,null,null,null,null,null,null,null,null,null,null,null,null,null,null,null,null,null,null,null,null,null,null,null,null,null,null,null,null,null,361,19,8659,{"$f":"OFFSET(GHA!$D$1,IF($CA$1,BX8661,366-BX8661),BY8661)","v":1312},{"$f":"IF(BZ8661=SUMIF(GHA!$AQ$51:$AQ$90,CB8660,GHA!$BK$51:$BK$90),CB8660+1,CB8660)","v":10},822,{"$f":"SUMIF(GHA!$AQ$51:$AQ$90,CB8661,GHA!$BJ$51:$BJ$90)","v":976.86343797274662}]
[null,null,null,null,null,null,null,null,null,null,null,null,null,null,null,null,null,null,null,null,null,null,null,null,null,null,null,null,null,null,null,null,null,null,null,null,null,null,null,null,null,null,null,null,null,null,null,null,null,null,null,null,null,null,null,null,null,null,null,null,null,null,null,null,null,null,null,null,null,null,null,null,null,null,null,361,20,8660,{"$f":"OFFSET(GHA!$D$1,IF($CA$1,BX8662,366-BX8662),BY8662)","v":1355},{"$f":"IF(BZ8662=SUMIF(GHA!$AQ$51:$AQ$90,CB8661,GHA!$BK$51:$BK$90),CB8661+1,CB8661)","v":10},822,{"$f":"SUMIF(GHA!$AQ$51:$AQ$90,CB8662,GHA!$BJ$51:$BJ$90)","v":976.86343797274662}]
[null,null,null,null,null,null,null,null,null,null,null,null,null,null,null,null,null,null,null,null,null,null,null,null,null,null,null,null,null,null,null,null,null,null,null,null,null,null,null,null,null,null,null,null,null,null,null,null,null,null,null,null,null,null,null,null,null,null,null,null,null,null,null,null,null,null,null,null,null,null,null,null,null,null,null,361,21,8661,{"$f":"OFFSET(GHA!$D$1,IF($CA$1,BX8663,366-BX8663),BY8663)","v":1339},{"$f":"IF(BZ8663=SUMIF(GHA!$AQ$51:$AQ$90,CB8662,GHA!$BK$51:$BK$90),CB8662+1,CB8662)","v":10},821,{"$f":"SUMIF(GHA!$AQ$51:$AQ$90,CB8663,GHA!$BJ$51:$BJ$90)","v":976.86343797274662}]
[null,null,null,null,null,null,null,null,null,null,null,null,null,null,null,null,null,null,null,null,null,null,null,null,null,null,null,null,null,null,null,null,null,null,null,null,null,null,null,null,null,null,null,null,null,null,null,null,null,null,null,null,null,null,null,null,null,null,null,null,null,null,null,null,null,null,null,null,null,null,null,null,null,null,null,361,22,8662,{"$f":"OFFSET(GHA!$D$1,IF($CA$1,BX8664,366-BX8664),BY8664)","v":1312},{"$f":"IF(BZ8664=SUMIF(GHA!$AQ$51:$AQ$90,CB8663,GHA!$BK$51:$BK$90),CB8663+1,CB8663)","v":10},820,{"$f":"SUMIF(GHA!$AQ$51:$AQ$90,CB8664,GHA!$BJ$51:$BJ$90)","v":976.86343797274662}]
[null,null,null,null,null,null,null,null,null,null,null,null,null,null,null,null,null,null,null,null,null,null,null,null,null,null,null,null,null,null,null,null,null,null,null,null,null,null,null,null,null,null,null,null,null,null,null,null,null,null,null,null,null,null,null,null,null,null,null,null,null,null,null,null,null,null,null,null,null,null,null,null,null,null,null,361,23,8663,{"$f":"OFFSET(GHA!$D$1,IF($CA$1,BX8665,366-BX8665),BY8665)","v":1246},{"$f":"IF(BZ8665=SUMIF(GHA!$AQ$51:$AQ$90,CB8664,GHA!$BK$51:$BK$90),CB8664+1,CB8664)","v":10},820,{"$f":"SUMIF(GHA!$AQ$51:$AQ$90,CB8665,GHA!$BJ$51:$BJ$90)","v":976.86343797274662}]
[null,null,null,null,null,null,null,null,null,null,null,null,null,null,null,null,null,null,null,null,null,null,null,null,null,null,null,null,null,null,null,null,null,null,null,null,null,null,null,null,null,null,null,null,null,null,null,null,null,null,null,null,null,null,null,null,null,null,null,null,null,null,null,null,null,null,null,null,null,null,null,null,null,null,null,361,24,8664,{"$f":"OFFSET(GHA!$D$1,IF($CA$1,BX8666,366-BX8666),BY8666)","v":1157},{"$f":"IF(BZ8666=SUMIF(GHA!$AQ$51:$AQ$90,CB8665,GHA!$BK$51:$BK$90),CB8665+1,CB8665)","v":10},819,{"$f":"SUMIF(GHA!$AQ$51:$AQ$90,CB8666,GHA!$BJ$51:$BJ$90)","v":976.86343797274662}]
[null,null,null,null,null,null,null,null,null,null,null,null,null,null,null,null,null,null,null,null,null,null,null,null,null,null,null,null,null,null,null,null,null,null,null,null,null,null,null,null,null,null,null,null,null,null,null,null,null,null,null,null,null,null,null,null,null,null,null,null,null,null,null,null,null,null,null,null,null,null,null,null,null,null,null,362,{"$f":"BY8643","v":1},8665,{"$f":"OFFSET(GHA!$D$1,IF($CA$1,BX8667,366-BX8667),BY8667)","v":1138},{"$f":"IF(BZ8667=SUMIF(GHA!$AQ$51:$AQ$90,CB8666,GHA!$BK$51:$BK$90),CB8666+1,CB8666)","v":10},819,{"$f":"SUMIF(GHA!$AQ$51:$AQ$90,CB8667,GHA!$BJ$51:$BJ$90)","v":976.86343797274662}]
[null,null,null,null,null,null,null,null,null,null,null,null,null,null,null,null,null,null,null,null,null,null,null,null,null,null,null,null,null,null,null,null,null,null,null,null,null,null,null,null,null,null,null,null,null,null,null,null,null,null,null,null,null,null,null,null,null,null,null,null,null,null,null,null,null,null,null,null,null,null,null,null,null,null,null,362,2,8666,{"$f":"OFFSET(GHA!$D$1,IF($CA$1,BX8668,366-BX8668),BY8668)","v":1104},{"$f":"IF(BZ8668=SUMIF(GHA!$AQ$51:$AQ$90,CB8667,GHA!$BK$51:$BK$90),CB8667+1,CB8667)","v":10},818,{"$f":"SUMIF(GHA!$AQ$51:$AQ$90,CB8668,GHA!$BJ$51:$BJ$90)","v":976.86343797274662}]
[null,null,null,null,null,null,null,null,null,null,null,null,null,null,null,null,null,null,null,null,null,null,null,null,null,null,null,null,null,null,null,null,null,null,null,null,null,null,null,null,null,null,null,null,null,null,null,null,null,null,null,null,null,null,null,null,null,null,null,null,null,null,null,null,null,null,null,null,null,null,null,null,null,null,null,362,3,8667,{"$f":"OFFSET(GHA!$D$1,IF($CA$1,BX8669,366-BX8669),BY8669)","v":1096},{"$f":"IF(BZ8669=SUMIF(GHA!$AQ$51:$AQ$90,CB8668,GHA!$BK$51:$BK$90),CB8668+1,CB8668)","v":10},818,{"$f":"SUMIF(GHA!$AQ$51:$AQ$90,CB8669,GHA!$BJ$51:$BJ$90)","v":976.86343797274662}]
[null,null,null,null,null,null,null,null,null,null,null,null,null,null,null,null,null,null,null,null,null,null,null,null,null,null,null,null,null,null,null,null,null,null,null,null,null,null,null,null,null,null,null,null,null,null,null,null,null,null,null,null,null,null,null,null,null,null,null,null,null,null,null,null,null,null,null,null,null,null,null,null,null,null,null,362,4,8668,{"$f":"OFFSET(GHA!$D$1,IF($CA$1,BX8670,366-BX8670),BY8670)","v":1087},{"$f":"IF(BZ8670=SUMIF(GHA!$AQ$51:$AQ$90,CB8669,GHA!$BK$51:$BK$90),CB8669+1,CB8669)","v":10},818,{"$f":"SUMIF(GHA!$AQ$51:$AQ$90,CB8670,GHA!$BJ$51:$BJ$90)","v":976.86343797274662}]
[null,null,null,null,null,null,null,null,null,null,null,null,null,null,null,null,null,null,null,null,null,null,null,null,null,null,null,null,null,null,null,null,null,null,null,null,null,null,null,null,null,null,null,null,null,null,null,null,null,null,null,null,null,null,null,null,null,null,null,null,null,null,null,null,null,null,null,null,null,null,null,null,null,null,null,362,5,8669,{"$f":"OFFSET(GHA!$D$1,IF($CA$1,BX8671,366-BX8671),BY8671)","v":1090},{"$f":"IF(BZ8671=SUMIF(GHA!$AQ$51:$AQ$90,CB8670,GHA!$BK$51:$BK$90),CB8670+1,CB8670)","v":10},816,{"$f":"SUMIF(GHA!$AQ$51:$AQ$90,CB8671,GHA!$BJ$51:$BJ$90)","v":976.86343797274662}]
[null,null,null,null,null,null,null,null,null,null,null,null,null,null,null,null,null,null,null,null,null,null,null,null,null,null,null,null,null,null,null,null,null,null,null,null,null,null,null,null,null,null,null,null,null,null,null,null,null,null,null,null,null,null,null,null,null,null,null,null,null,null,null,null,null,null,null,null,null,null,null,null,null,null,null,362,6,8670,{"$f":"OFFSET(GHA!$D$1,IF($CA$1,BX8672,366-BX8672),BY8672)","v":1079},{"$f":"IF(BZ8672=SUMIF(GHA!$AQ$51:$AQ$90,CB8671,GHA!$BK$51:$BK$90),CB8671+1,CB8671)","v":10},816,{"$f":"SUMIF(GHA!$AQ$51:$AQ$90,CB8672,GHA!$BJ$51:$BJ$90)","v":976.86343797274662}]
[null,null,null,null,null,null,null,null,null,null,null,null,null,null,null,null,null,null,null,null,null,null,null,null,null,null,null,null,null,null,null,null,null,null,null,null,null,null,null,null,null,null,null,null,null,null,null,null,null,null,null,null,null,null,null,null,null,null,null,null,null,null,null,null,null,null,null,null,null,null,null,null,null,null,null,362,7,8671,{"$f":"OFFSET(GHA!$D$1,IF($CA$1,BX8673,366-BX8673),BY8673)","v":996},{"$f":"IF(BZ8673=SUMIF(GHA!$AQ$51:$AQ$90,CB8672,GHA!$BK$51:$BK$90),CB8672+1,CB8672)","v":10},816,{"$f":"SUMIF(GHA!$AQ$51:$AQ$90,CB8673,GHA!$BJ$51:$BJ$90)","v":976.86343797274662}]
[null,null,null,null,null,null,null,null,null,null,null,null,null,null,null,null,null,null,null,null,null,null,null,null,null,null,null,null,null,null,null,null,null,null,null,null,null,null,null,null,null,null,null,null,null,null,null,null,null,null,null,null,null,null,null,null,null,null,null,null,null,null,null,null,null,null,null,null,null,null,null,null,null,null,null,362,8,8672,{"$f":"OFFSET(GHA!$D$1,IF($CA$1,BX8674,366-BX8674),BY8674)","v":1022},{"$f":"IF(BZ8674=SUMIF(GHA!$AQ$51:$AQ$90,CB8673,GHA!$BK$51:$BK$90),CB8673+1,CB8673)","v":10},815,{"$f":"SUMIF(GHA!$AQ$51:$AQ$90,CB8674,GHA!$BJ$51:$BJ$90)","v":976.86343797274662}]
[null,null,null,null,null,null,null,null,null,null,null,null,null,null,null,null,null,null,null,null,null,null,null,null,null,null,null,null,null,null,null,null,null,null,null,null,null,null,null,null,null,null,null,null,null,null,null,null,null,null,null,null,null,null,null,null,null,null,null,null,null,null,null,null,null,null,null,null,null,null,null,null,null,null,null,362,9,8673,{"$f":"OFFSET(GHA!$D$1,IF($CA$1,BX8675,366-BX8675),BY8675)","v":1067},{"$f":"IF(BZ8675=SUMIF(GHA!$AQ$51:$AQ$90,CB8674,GHA!$BK$51:$BK$90),CB8674+1,CB8674)","v":10},813,{"$f":"SUMIF(GHA!$AQ$51:$AQ$90,CB8675,GHA!$BJ$51:$BJ$90)","v":976.86343797274662}]
[null,null,null,null,null,null,null,null,null,null,null,null,null,null,null,null,null,null,null,null,null,null,null,null,null,null,null,null,null,null,null,null,null,null,null,null,null,null,null,null,null,null,null,null,null,null,null,null,null,null,null,null,null,null,null,null,null,null,null,null,null,null,null,null,null,null,null,null,null,null,null,null,null,null,null,362,10,8674,{"$f":"OFFSET(GHA!$D$1,IF($CA$1,BX8676,366-BX8676),BY8676)","v":1090},{"$f":"IF(BZ8676=SUMIF(GHA!$AQ$51:$AQ$90,CB8675,GHA!$BK$51:$BK$90),CB8675+1,CB8675)","v":10},813,{"$f":"SUMIF(GHA!$AQ$51:$AQ$90,CB8676,GHA!$BJ$51:$BJ$90)","v":976.86343797274662}]
[null,null,null,null,null,null,null,null,null,null,null,null,null,null,null,null,null,null,null,null,null,null,null,null,null,null,null,null,null,null,null,null,null,null,null,null,null,null,null,null,null,null,null,null,null,null,null,null,null,null,null,null,null,null,null,null,null,null,null,null,null,null,null,null,null,null,null,null,null,null,null,null,null,null,null,362,11,8675,{"$f":"OFFSET(GHA!$D$1,IF($CA$1,BX8677,366-BX8677),BY8677)","v":1072},{"$f":"IF(BZ8677=SUMIF(GHA!$AQ$51:$AQ$90,CB8676,GHA!$BK$51:$BK$90),CB8676+1,CB8676)","v":10},812,{"$f":"SUMIF(GHA!$AQ$51:$AQ$90,CB8677,GHA!$BJ$51:$BJ$90)","v":976.86343797274662}]
[null,null,null,null,null,null,null,null,null,null,null,null,null,null,null,null,null,null,null,null,null,null,null,null,null,null,null,null,null,null,null,null,null,null,null,null,null,null,null,null,null,null,null,null,null,null,null,null,null,null,null,null,null,null,null,null,null,null,null,null,null,null,null,null,null,null,null,null,null,null,null,null,null,null,null,362,12,8676,{"$f":"OFFSET(GHA!$D$1,IF($CA$1,BX8678,366-BX8678),BY8678)","v":1099},{"$f":"IF(BZ8678=SUMIF(GHA!$AQ$51:$AQ$90,CB8677,GHA!$BK$51:$BK$90),CB8677+1,CB8677)","v":10},812,{"$f":"SUMIF(GHA!$AQ$51:$AQ$90,CB8678,GHA!$BJ$51:$BJ$90)","v":976.86343797274662}]
[null,null,null,null,null,null,null,null,null,null,null,null,null,null,null,null,null,null,null,null,null,null,null,null,null,null,null,null,null,null,null,null,null,null,null,null,null,null,null,null,null,null,null,null,null,null,null,null,null,null,null,null,null,null,null,null,null,null,null,null,null,null,null,null,null,null,null,null,null,null,null,null,null,null,null,362,13,8677,{"$f":"OFFSET(GHA!$D$1,IF($CA$1,BX8679,366-BX8679),BY8679)","v":1087},{"$f":"IF(BZ8679=SUMIF(GHA!$AQ$51:$AQ$90,CB8678,GHA!$BK$51:$BK$90),CB8678+1,CB8678)","v":10},811,{"$f":"SUMIF(GHA!$AQ$51:$AQ$90,CB8679,GHA!$BJ$51:$BJ$90)","v":976.86343797274662}]
[null,null,null,null,null,null,null,null,null,null,null,null,null,null,null,null,null,null,null,null,null,null,null,null,null,null,null,null,null,null,null,null,null,null,null,null,null,null,null,null,null,null,null,null,null,null,null,null,null,null,null,null,null,null,null,null,null,null,null,null,null,null,null,null,null,null,null,null,null,null,null,null,null,null,null,362,14,8678,{"$f":"OFFSET(GHA!$D$1,IF($CA$1,BX8680,366-BX8680),BY8680)","v":1134},{"$f":"IF(BZ8680=SUMIF(GHA!$AQ$51:$AQ$90,CB8679,GHA!$BK$51:$BK$90),CB8679+1,CB8679)","v":10},811,{"$f":"SUMIF(GHA!$AQ$51:$AQ$90,CB8680,GHA!$BJ$51:$BJ$90)","v":976.86343797274662}]
[null,null,null,null,null,null,null,null,null,null,null,null,null,null,null,null,null,null,null,null,null,null,null,null,null,null,null,null,null,null,null,null,null,null,null,null,null,null,null,null,null,null,null,null,null,null,null,null,null,null,null,null,null,null,null,null,null,null,null,null,null,null,null,null,null,null,null,null,null,null,null,null,null,null,null,362,15,8679,{"$f":"OFFSET(GHA!$D$1,IF($CA$1,BX8681,366-BX8681),BY8681)","v":1029},{"$f":"IF(BZ8681=SUMIF(GHA!$AQ$51:$AQ$90,CB8680,GHA!$BK$51:$BK$90),CB8680+1,CB8680)","v":10},810,{"$f":"SUMIF(GHA!$AQ$51:$AQ$90,CB8681,GHA!$BJ$51:$BJ$90)","v":976.86343797274662}]
[null,null,null,null,null,null,null,null,null,null,null,null,null,null,null,null,null,null,null,null,null,null,null,null,null,null,null,null,null,null,null,null,null,null,null,null,null,null,null,null,null,null,null,null,null,null,null,null,null,null,null,null,null,null,null,null,null,null,null,null,null,null,null,null,null,null,null,null,null,null,null,null,null,null,null,362,16,8680,{"$f":"OFFSET(GHA!$D$1,IF($CA$1,BX8682,366-BX8682),BY8682)","v":1117},{"$f":"IF(BZ8682=SUMIF(GHA!$AQ$51:$AQ$90,CB8681,GHA!$BK$51:$BK$90),CB8681+1,CB8681)","v":10},810,{"$f":"SUMIF(GHA!$AQ$51:$AQ$90,CB8682,GHA!$BJ$51:$BJ$90)","v":976.86343797274662}]
[null,null,null,null,null,null,null,null,null,null,null,null,null,null,null,null,null,null,null,null,null,null,null,null,null,null,null,null,null,null,null,null,null,null,null,null,null,null,null,null,null,null,null,null,null,null,null,null,null,null,null,null,null,null,null,null,null,null,null,null,null,null,null,null,null,null,null,null,null,null,null,null,null,null,null,362,17,8681,{"$f":"OFFSET(GHA!$D$1,IF($CA$1,BX8683,366-BX8683),BY8683)","v":1123},{"$f":"IF(BZ8683=SUMIF(GHA!$AQ$51:$AQ$90,CB8682,GHA!$BK$51:$BK$90),CB8682+1,CB8682)","v":10},808,{"$f":"SUMIF(GHA!$AQ$51:$AQ$90,CB8683,GHA!$BJ$51:$BJ$90)","v":976.86343797274662}]
[null,null,null,null,null,null,null,null,null,null,null,null,null,null,null,null,null,null,null,null,null,null,null,null,null,null,null,null,null,null,null,null,null,null,null,null,null,null,null,null,null,null,null,null,null,null,null,null,null,null,null,null,null,null,null,null,null,null,null,null,null,null,null,null,null,null,null,null,null,null,null,null,null,null,null,362,18,8682,{"$f":"OFFSET(GHA!$D$1,IF($CA$1,BX8684,366-BX8684),BY8684)","v":1144},{"$f":"IF(BZ8684=SUMIF(GHA!$AQ$51:$AQ$90,CB8683,GHA!$BK$51:$BK$90),CB8683+1,CB8683)","v":10},808,{"$f":"SUMIF(GHA!$AQ$51:$AQ$90,CB8684,GHA!$BJ$51:$BJ$90)","v":976.86343797274662}]
[null,null,null,null,null,null,null,null,null,null,null,null,null,null,null,null,null,null,null,null,null,null,null,null,null,null,null,null,null,null,null,null,null,null,null,null,null,null,null,null,null,null,null,null,null,null,null,null,null,null,null,null,null,null,null,null,null,null,null,null,null,null,null,null,null,null,null,null,null,null,null,null,null,null,null,362,19,8683,{"$f":"OFFSET(GHA!$D$1,IF($CA$1,BX8685,366-BX8685),BY8685)","v":1346.9},{"$f":"IF(BZ8685=SUMIF(GHA!$AQ$51:$AQ$90,CB8684,GHA!$BK$51:$BK$90),CB8684+1,CB8684)","v":10},804,{"$f":"SUMIF(GHA!$AQ$51:$AQ$90,CB8685,GHA!$BJ$51:$BJ$90)","v":976.86343797274662}]
[null,null,null,null,null,null,null,null,null,null,null,null,null,null,null,null,null,null,null,null,null,null,null,null,null,null,null,null,null,null,null,null,null,null,null,null,null,null,null,null,null,null,null,null,null,null,null,null,null,null,null,null,null,null,null,null,null,null,null,null,null,null,null,null,null,null,null,null,null,null,null,null,null,null,null,362,20,8684,{"$f":"OFFSET(GHA!$D$1,IF($CA$1,BX8686,366-BX8686),BY8686)","v":1351.2},{"$f":"IF(BZ8686=SUMIF(GHA!$AQ$51:$AQ$90,CB8685,GHA!$BK$51:$BK$90),CB8685+1,CB8685)","v":10},802,{"$f":"SUMIF(GHA!$AQ$51:$AQ$90,CB8686,GHA!$BJ$51:$BJ$90)","v":976.86343797274662}]
[null,null,null,null,null,null,null,null,null,null,null,null,null,null,null,null,null,null,null,null,null,null,null,null,null,null,null,null,null,null,null,null,null,null,null,null,null,null,null,null,null,null,null,null,null,null,null,null,null,null,null,null,null,null,null,null,null,null,null,null,null,null,null,null,null,null,null,null,null,null,null,null,null,null,null,362,21,8685,{"$f":"OFFSET(GHA!$D$1,IF($CA$1,BX8687,366-BX8687),BY8687)","v":1358.4},{"$f":"IF(BZ8687=SUMIF(GHA!$AQ$51:$AQ$90,CB8686,GHA!$BK$51:$BK$90),CB8686+1,CB8686)","v":10},801,{"$f":"SUMIF(GHA!$AQ$51:$AQ$90,CB8687,GHA!$BJ$51:$BJ$90)","v":976.86343797274662}]
[null,null,null,null,null,null,null,null,null,null,null,null,null,null,null,null,null,null,null,null,null,null,null,null,null,null,null,null,null,null,null,null,null,null,null,null,null,null,null,null,null,null,null,null,null,null,null,null,null,null,null,null,null,null,null,null,null,null,null,null,null,null,null,null,null,null,null,null,null,null,null,null,null,null,null,362,22,8686,{"$f":"OFFSET(GHA!$D$1,IF($CA$1,BX8688,366-BX8688),BY8688)","v":1315.5},{"$f":"IF(BZ8688=SUMIF(GHA!$AQ$51:$AQ$90,CB8687,GHA!$BK$51:$BK$90),CB8687+1,CB8687)","v":10},799,{"$f":"SUMIF(GHA!$AQ$51:$AQ$90,CB8688,GHA!$BJ$51:$BJ$90)","v":976.86343797274662}]
[null,null,null,null,null,null,null,null,null,null,null,null,null,null,null,null,null,null,null,null,null,null,null,null,null,null,null,null,null,null,null,null,null,null,null,null,null,null,null,null,null,null,null,null,null,null,null,null,null,null,null,null,null,null,null,null,null,null,null,null,null,null,null,null,null,null,null,null,null,null,null,null,null,null,null,362,23,8687,{"$f":"OFFSET(GHA!$D$1,IF($CA$1,BX8689,366-BX8689),BY8689)","v":1260},{"$f":"IF(BZ8689=SUMIF(GHA!$AQ$51:$AQ$90,CB8688,GHA!$BK$51:$BK$90),CB8688+1,CB8688)","v":10},798,{"$f":"SUMIF(GHA!$AQ$51:$AQ$90,CB8689,GHA!$BJ$51:$BJ$90)","v":976.86343797274662}]
[null,null,null,null,null,null,null,null,null,null,null,null,null,null,null,null,null,null,null,null,null,null,null,null,null,null,null,null,null,null,null,null,null,null,null,null,null,null,null,null,null,null,null,null,null,null,null,null,null,null,null,null,null,null,null,null,null,null,null,null,null,null,null,null,null,null,null,null,null,null,null,null,null,null,null,362,24,8688,{"$f":"OFFSET(GHA!$D$1,IF($CA$1,BX8690,366-BX8690),BY8690)","v":1198},{"$f":"IF(BZ8690=SUMIF(GHA!$AQ$51:$AQ$90,CB8689,GHA!$BK$51:$BK$90),CB8689+1,CB8689)","v":10},797,{"$f":"SUMIF(GHA!$AQ$51:$AQ$90,CB8690,GHA!$BJ$51:$BJ$90)","v":976.86343797274662}]
[null,null,null,null,null,null,null,null,null,null,null,null,null,null,null,null,null,null,null,null,null,null,null,null,null,null,null,null,null,null,null,null,null,null,null,null,null,null,null,null,null,null,null,null,null,null,null,null,null,null,null,null,null,null,null,null,null,null,null,null,null,null,null,null,null,null,null,null,null,null,null,null,null,null,null,363,1,8689,{"$f":"OFFSET(GHA!$D$1,IF($CA$1,BX8691,366-BX8691),BY8691)","v":1160},{"$f":"IF(BZ8691=SUMIF(GHA!$AQ$51:$AQ$90,CB8690,GHA!$BK$51:$BK$90),CB8690+1,CB8690)","v":10},797,{"$f":"SUMIF(GHA!$AQ$51:$AQ$90,CB8691,GHA!$BJ$51:$BJ$90)","v":976.86343797274662}]
[null,null,null,null,null,null,null,null,null,null,null,null,null,null,null,null,null,null,null,null,null,null,null,null,null,null,null,null,null,null,null,null,null,null,null,null,null,null,null,null,null,null,null,null,null,null,null,null,null,null,null,null,null,null,null,null,null,null,null,null,null,null,null,null,null,null,null,null,null,null,null,null,null,null,null,363,2,8690,{"$f":"OFFSET(GHA!$D$1,IF($CA$1,BX8692,366-BX8692),BY8692)","v":1142},{"$f":"IF(BZ8692=SUMIF(GHA!$AQ$51:$AQ$90,CB8691,GHA!$BK$51:$BK$90),CB8691+1,CB8691)","v":10},795,{"$f":"SUMIF(GHA!$AQ$51:$AQ$90,CB8692,GHA!$BJ$51:$BJ$90)","v":976.86343797274662}]
[null,null,null,null,null,null,null,null,null,null,null,null,null,null,null,null,null,null,null,null,null,null,null,null,null,null,null,null,null,null,null,null,null,null,null,null,null,null,null,null,null,null,null,null,null,null,null,null,null,null,null,null,null,null,null,null,null,null,null,null,null,null,null,null,null,null,null,null,null,null,null,null,null,null,null,363,3,8691,{"$f":"OFFSET(GHA!$D$1,IF($CA$1,BX8693,366-BX8693),BY8693)","v":1126},{"$f":"IF(BZ8693=SUMIF(GHA!$AQ$51:$AQ$90,CB8692,GHA!$BK$51:$BK$90),CB8692+1,CB8692)","v":10},795,{"$f":"SUMIF(GHA!$AQ$51:$AQ$90,CB8693,GHA!$BJ$51:$BJ$90)","v":976.86343797274662}]
[null,null,null,null,null,null,null,null,null,null,null,null,null,null,null,null,null,null,null,null,null,null,null,null,null,null,null,null,null,null,null,null,null,null,null,null,null,null,null,null,null,null,null,null,null,null,null,null,null,null,null,null,null,null,null,null,null,null,null,null,null,null,null,null,null,null,null,null,null,null,null,null,null,null,null,363,4,8692,{"$f":"OFFSET(GHA!$D$1,IF($CA$1,BX8694,366-BX8694),BY8694)","v":1030},{"$f":"IF(BZ8694=SUMIF(GHA!$AQ$51:$AQ$90,CB8693,GHA!$BK$51:$BK$90),CB8693+1,CB8693)","v":10},794,{"$f":"SUMIF(GHA!$AQ$51:$AQ$90,CB8694,GHA!$BJ$51:$BJ$90)","v":976.86343797274662}]
[null,null,null,null,null,null,null,null,null,null,null,null,null,null,null,null,null,null,null,null,null,null,null,null,null,null,null,null,null,null,null,null,null,null,null,null,null,null,null,null,null,null,null,null,null,null,null,null,null,null,null,null,null,null,null,null,null,null,null,null,null,null,null,null,null,null,null,null,null,null,null,null,null,null,null,363,5,8693,{"$f":"OFFSET(GHA!$D$1,IF($CA$1,BX8695,366-BX8695),BY8695)","v":1027},{"$f":"IF(BZ8695=SUMIF(GHA!$AQ$51:$AQ$90,CB8694,GHA!$BK$51:$BK$90),CB8694+1,CB8694)","v":10},791,{"$f":"SUMIF(GHA!$AQ$51:$AQ$90,CB8695,GHA!$BJ$51:$BJ$90)","v":976.86343797274662}]
[null,null,null,null,null,null,null,null,null,null,null,null,null,null,null,null,null,null,null,null,null,null,null,null,null,null,null,null,null,null,null,null,null,null,null,null,null,null,null,null,null,null,null,null,null,null,null,null,null,null,null,null,null,null,null,null,null,null,null,null,null,null,null,null,null,null,null,null,null,null,null,null,null,null,null,363,6,8694,{"$f":"OFFSET(GHA!$D$1,IF($CA$1,BX8696,366-BX8696),BY8696)","v":1026},{"$f":"IF(BZ8696=SUMIF(GHA!$AQ$51:$AQ$90,CB8695,GHA!$BK$51:$BK$90),CB8695+1,CB8695)","v":10},789,{"$f":"SUMIF(GHA!$AQ$51:$AQ$90,CB8696,GHA!$BJ$51:$BJ$90)","v":976.86343797274662}]
[null,null,null,null,null,null,null,null,null,null,null,null,null,null,null,null,null,null,null,null,null,null,null,null,null,null,null,null,null,null,null,null,null,null,null,null,null,null,null,null,null,null,null,null,null,null,null,null,null,null,null,null,null,null,null,null,null,null,null,null,null,null,null,null,null,null,null,null,null,null,null,null,null,null,null,363,7,8695,{"$f":"OFFSET(GHA!$D$1,IF($CA$1,BX8697,366-BX8697),BY8697)","v":1030},{"$f":"IF(BZ8697=SUMIF(GHA!$AQ$51:$AQ$90,CB8696,GHA!$BK$51:$BK$90),CB8696+1,CB8696)","v":10},787,{"$f":"SUMIF(GHA!$AQ$51:$AQ$90,CB8697,GHA!$BJ$51:$BJ$90)","v":976.86343797274662}]
[null,null,null,null,null,null,null,null,null,null,null,null,null,null,null,null,null,null,null,null,null,null,null,null,null,null,null,null,null,null,null,null,null,null,null,null,null,null,null,null,null,null,null,null,null,null,null,null,null,null,null,null,null,null,null,null,null,null,null,null,null,null,null,null,null,null,null,null,null,null,null,null,null,null,null,363,8,8696,{"$f":"OFFSET(GHA!$D$1,IF($CA$1,BX8698,366-BX8698),BY8698)","v":1099},{"$f":"IF(BZ8698=SUMIF(GHA!$AQ$51:$AQ$90,CB8697,GHA!$BK$51:$BK$90),CB8697+1,CB8697)","v":10},784,{"$f":"SUMIF(GHA!$AQ$51:$AQ$90,CB8698,GHA!$BJ$51:$BJ$90)","v":976.86343797274662}]
[null,null,null,null,null,null,null,null,null,null,null,null,null,null,null,null,null,null,null,null,null,null,null,null,null,null,null,null,null,null,null,null,null,null,null,null,null,null,null,null,null,null,null,null,null,null,null,null,null,null,null,null,null,null,null,null,null,null,null,null,null,null,null,null,null,null,null,null,null,null,null,null,null,null,null,363,9,8697,{"$f":"OFFSET(GHA!$D$1,IF($CA$1,BX8699,366-BX8699),BY8699)","v":1156},{"$f":"IF(BZ8699=SUMIF(GHA!$AQ$51:$AQ$90,CB8698,GHA!$BK$51:$BK$90),CB8698+1,CB8698)","v":10},783,{"$f":"SUMIF(GHA!$AQ$51:$AQ$90,CB8699,GHA!$BJ$51:$BJ$90)","v":976.86343797274662}]
[null,null,null,null,null,null,null,null,null,null,null,null,null,null,null,null,null,null,null,null,null,null,null,null,null,null,null,null,null,null,null,null,null,null,null,null,null,null,null,null,null,null,null,null,null,null,null,null,null,null,null,null,null,null,null,null,null,null,null,null,null,null,null,null,null,null,null,null,null,null,null,null,null,null,null,363,10,8698,{"$f":"OFFSET(GHA!$D$1,IF($CA$1,BX8700,366-BX8700),BY8700)","v":1172},{"$f":"IF(BZ8700=SUMIF(GHA!$AQ$51:$AQ$90,CB8699,GHA!$BK$51:$BK$90),CB8699+1,CB8699)","v":10},782,{"$f":"SUMIF(GHA!$AQ$51:$AQ$90,CB8700,GHA!$BJ$51:$BJ$90)","v":976.86343797274662}]
[null,null,null,null,null,null,null,null,null,null,null,null,null,null,null,null,null,null,null,null,null,null,null,null,null,null,null,null,null,null,null,null,null,null,null,null,null,null,null,null,null,null,null,null,null,null,null,null,null,null,null,null,null,null,null,null,null,null,null,null,null,null,null,null,null,null,null,null,null,null,null,null,null,null,null,363,11,8699,{"$f":"OFFSET(GHA!$D$1,IF($CA$1,BX8701,366-BX8701),BY8701)","v":1188},{"$f":"IF(BZ8701=SUMIF(GHA!$AQ$51:$AQ$90,CB8700,GHA!$BK$51:$BK$90),CB8700+1,CB8700)","v":10},782,{"$f":"SUMIF(GHA!$AQ$51:$AQ$90,CB8701,GHA!$BJ$51:$BJ$90)","v":976.86343797274662}]
[null,null,null,null,null,null,null,null,null,null,null,null,null,null,null,null,null,null,null,null,null,null,null,null,null,null,null,null,null,null,null,null,null,null,null,null,null,null,null,null,null,null,null,null,null,null,null,null,null,null,null,null,null,null,null,null,null,null,null,null,null,null,null,null,null,null,null,null,null,null,null,null,null,null,null,363,12,8700,{"$f":"OFFSET(GHA!$D$1,IF($CA$1,BX8702,366-BX8702),BY8702)","v":1200},{"$f":"IF(BZ8702=SUMIF(GHA!$AQ$51:$AQ$90,CB8701,GHA!$BK$51:$BK$90),CB8701+1,CB8701)","v":10},781,{"$f":"SUMIF(GHA!$AQ$51:$AQ$90,CB8702,GHA!$BJ$51:$BJ$90)","v":976.86343797274662}]
[null,null,null,null,null,null,null,null,null,null,null,null,null,null,null,null,null,null,null,null,null,null,null,null,null,null,null,null,null,null,null,null,null,null,null,null,null,null,null,null,null,null,null,null,null,null,null,null,null,null,null,null,null,null,null,null,null,null,null,null,null,null,null,null,null,null,null,null,null,null,null,null,null,null,null,363,13,8701,{"$f":"OFFSET(GHA!$D$1,IF($CA$1,BX8703,366-BX8703),BY8703)","v":1202},{"$f":"IF(BZ8703=SUMIF(GHA!$AQ$51:$AQ$90,CB8702,GHA!$BK$51:$BK$90),CB8702+1,CB8702)","v":10},781,{"$f":"SUMIF(GHA!$AQ$51:$AQ$90,CB8703,GHA!$BJ$51:$BJ$90)","v":976.86343797274662}]
[null,null,null,null,null,null,null,null,null,null,null,null,null,null,null,null,null,null,null,null,null,null,null,null,null,null,null,null,null,null,null,null,null,null,null,null,null,null,null,null,null,null,null,null,null,null,null,null,null,null,null,null,null,null,null,null,null,null,null,null,null,null,null,null,null,null,null,null,null,null,null,null,null,null,null,363,14,8702,{"$f":"OFFSET(GHA!$D$1,IF($CA$1,BX8704,366-BX8704),BY8704)","v":1208},{"$f":"IF(BZ8704=SUMIF(GHA!$AQ$51:$AQ$90,CB8703,GHA!$BK$51:$BK$90),CB8703+1,CB8703)","v":10},781,{"$f":"SUMIF(GHA!$AQ$51:$AQ$90,CB8704,GHA!$BJ$51:$BJ$90)","v":976.86343797274662}]
[null,null,null,null,null,null,null,null,null,null,null,null,null,null,null,null,null,null,null,null,null,null,null,null,null,null,null,null,null,null,null,null,null,null,null,null,null,null,null,null,null,null,null,null,null,null,null,null,null,null,null,null,null,null,null,null,null,null,null,null,null,null,null,null,null,null,null,null,null,null,null,null,null,null,null,363,15,8703,{"$f":"OFFSET(GHA!$D$1,IF($CA$1,BX8705,366-BX8705),BY8705)","v":1201},{"$f":"IF(BZ8705=SUMIF(GHA!$AQ$51:$AQ$90,CB8704,GHA!$BK$51:$BK$90),CB8704+1,CB8704)","v":10},780,{"$f":"SUMIF(GHA!$AQ$51:$AQ$90,CB8705,GHA!$BJ$51:$BJ$90)","v":976.86343797274662}]
[null,null,null,null,null,null,null,null,null,null,null,null,null,null,null,null,null,null,null,null,null,null,null,null,null,null,null,null,null,null,null,null,null,null,null,null,null,null,null,null,null,null,null,null,null,null,null,null,null,null,null,null,null,null,null,null,null,null,null,null,null,null,null,null,null,null,null,null,null,null,null,null,null,null,null,363,16,8704,{"$f":"OFFSET(GHA!$D$1,IF($CA$1,BX8706,366-BX8706),BY8706)","v":1191},{"$f":"IF(BZ8706=SUMIF(GHA!$AQ$51:$AQ$90,CB8705,GHA!$BK$51:$BK$90),CB8705+1,CB8705)","v":10},779,{"$f":"SUMIF(GHA!$AQ$51:$AQ$90,CB8706,GHA!$BJ$51:$BJ$90)","v":976.86343797274662}]
[null,null,null,null,null,null,null,null,null,null,null,null,null,null,null,null,null,null,null,null,null,null,null,null,null,null,null,null,null,null,null,null,null,null,null,null,null,null,null,null,null,null,null,null,null,null,null,null,null,null,null,null,null,null,null,null,null,null,null,null,null,null,null,null,null,null,null,null,null,null,null,null,null,null,null,{"$f":"ROUNDDOWN((BZ8707-1)/24,0)+1","v":363},17,8705,{"$f":"OFFSET(GHA!$D$1,IF($CA$1,BX8707,366-BX8707),BY8707)","v":1166},{"$f":"IF(BZ8707=SUMIF(GHA!$AQ$51:$AQ$90,CB8706,GHA!$BK$51:$BK$90),CB8706+1,CB8706)","v":10},779,{"$f":"SUMIF(GHA!$AQ$51:$AQ$90,CB8707,GHA!$BJ$51:$BJ$90)","v":976.86343797274662}]
[null,null,null,null,null,null,null,null,null,null,null,null,null,null,null,null,null,null,null,null,null,null,null,null,null,null,null,null,null,null,null,null,null,null,null,null,null,null,null,null,null,null,null,null,null,null,null,null,null,null,null,null,null,null,null,null,null,null,null,null,null,null,null,null,null,null,null,null,null,null,null,null,null,null,null,363,18,{"$f":"BZ8707+1","v":8706},{"$f":"OFFSET(GHA!$D$1,IF($CA$1,BX8708,366-BX8708),BY8708)","v":1242},{"$f":"IF(BZ8708=SUMIF(GHA!$AQ$51:$AQ$90,CB8707,GHA!$BK$51:$BK$90),CB8707+1,CB8707)","v":10},770,{"$f":"SUMIF(GHA!$AQ$51:$AQ$90,CB8708,GHA!$BJ$51:$BJ$90)","v":976.86343797274662}]
[null,null,null,null,null,null,null,null,null,null,null,null,null,null,null,null,null,null,null,null,null,null,null,null,null,null,null,null,null,null,null,null,null,null,null,null,null,null,null,null,null,null,null,null,null,null,null,null,null,null,null,null,null,null,null,null,null,null,null,null,null,null,null,null,null,null,null,null,null,null,null,null,null,null,null,363,19,8707,{"$f":"OFFSET(GHA!$D$1,IF($CA$1,BX8709,366-BX8709),BY8709)","v":1390},{"$f":"IF(BZ8709=SUMIF(GHA!$AQ$51:$AQ$90,CB8708,GHA!$BK$51:$BK$90),CB8708+1,CB8708)","v":10},768,{"$f":"SUMIF(GHA!$AQ$51:$AQ$90,CB8709,GHA!$BJ$51:$BJ$90)","v":976.86343797274662}]
[null,null,null,null,null,null,null,null,null,null,null,null,null,null,null,null,null,null,null,null,null,null,null,null,null,null,null,null,null,null,null,null,null,null,null,null,null,null,null,null,null,null,null,null,null,null,null,null,null,null,null,null,null,null,null,null,null,null,null,null,null,null,null,null,null,null,null,null,null,null,null,null,null,null,null,363,20,8708,{"$f":"OFFSET(GHA!$D$1,IF($CA$1,BX8710,366-BX8710),BY8710)","v":1352},{"$f":"IF(BZ8710=SUMIF(GHA!$AQ$51:$AQ$90,CB8709,GHA!$BK$51:$BK$90),CB8709+1,CB8709)","v":10},766,{"$f":"SUMIF(GHA!$AQ$51:$AQ$90,CB8710,GHA!$BJ$51:$BJ$90)","v":976.86343797274662}]
[null,null,null,null,null,null,null,null,null,null,null,null,null,null,null,null,null,null,null,null,null,null,null,null,null,null,null,null,null,null,null,null,null,null,null,null,null,null,null,null,null,null,null,null,null,null,null,null,null,null,null,null,null,null,null,null,null,null,null,null,null,null,null,null,null,null,null,null,null,null,null,null,null,null,null,363,21,8709,{"$f":"OFFSET(GHA!$D$1,IF($CA$1,BX8711,366-BX8711),BY8711)","v":1389},{"$f":"IF(BZ8711=SUMIF(GHA!$AQ$51:$AQ$90,CB8710,GHA!$BK$51:$BK$90),CB8710+1,CB8710)","v":10},763,{"$f":"SUMIF(GHA!$AQ$51:$AQ$90,CB8711,GHA!$BJ$51:$BJ$90)","v":976.86343797274662}]
[null,null,null,null,null,null,null,null,null,null,null,null,null,null,null,null,null,null,null,null,null,null,null,null,null,null,null,null,null,null,null,null,null,null,null,null,null,null,null,null,null,null,null,null,null,null,null,null,null,null,null,null,null,null,null,null,null,null,null,null,null,null,null,null,null,null,null,null,null,null,null,null,null,null,null,363,22,8710,{"$f":"OFFSET(GHA!$D$1,IF($CA$1,BX8712,366-BX8712),BY8712)","v":1339},{"$f":"IF(BZ8712=SUMIF(GHA!$AQ$51:$AQ$90,CB8711,GHA!$BK$51:$BK$90),CB8711+1,CB8711)","v":10},757,{"$f":"SUMIF(GHA!$AQ$51:$AQ$90,CB8712,GHA!$BJ$51:$BJ$90)","v":976.86343797274662}]
[null,null,null,null,null,null,null,null,null,null,null,null,null,null,null,null,null,null,null,null,null,null,null,null,null,null,null,null,null,null,null,null,null,null,null,null,null,null,null,null,null,null,null,null,null,null,null,null,null,null,null,null,null,null,null,null,null,null,null,null,null,null,null,null,null,null,null,null,null,null,null,null,null,null,null,363,23,8711,{"$f":"OFFSET(GHA!$D$1,IF($CA$1,BX8713,366-BX8713),BY8713)","v":1259},{"$f":"IF(BZ8713=SUMIF(GHA!$AQ$51:$AQ$90,CB8712,GHA!$BK$51:$BK$90),CB8712+1,CB8712)","v":10},757,{"$f":"SUMIF(GHA!$AQ$51:$AQ$90,CB8713,GHA!$BJ$51:$BJ$90)","v":976.86343797274662}]
[null,null,null,null,null,null,null,null,null,null,null,null,null,null,null,null,null,null,null,null,null,null,null,null,null,null,null,null,null,null,null,null,null,null,null,null,null,null,null,null,null,null,null,null,null,null,null,null,null,null,null,null,null,null,null,null,null,null,null,null,null,null,null,null,null,null,null,null,null,null,null,null,null,null,null,363,24,8712,{"$f":"OFFSET(GHA!$D$1,IF($CA$1,BX8714,366-BX8714),BY8714)","v":1188},{"$f":"IF(BZ8714=SUMIF(GHA!$AQ$51:$AQ$90,CB8713,GHA!$BK$51:$BK$90),CB8713+1,CB8713)","v":10},752,{"$f":"SUMIF(GHA!$AQ$51:$AQ$90,CB8714,GHA!$BJ$51:$BJ$90)","v":976.86343797274662}]
[null,null,null,null,null,null,null,null,null,null,null,null,null,null,null,null,null,null,null,null,null,null,null,null,null,null,null,null,null,null,null,null,null,null,null,null,null,null,null,null,null,null,null,null,null,null,null,null,null,null,null,null,null,null,null,null,null,null,null,null,null,null,null,null,null,null,null,null,null,null,null,null,null,null,null,364,1,8713,{"$f":"OFFSET(GHA!$D$1,IF($CA$1,BX8715,366-BX8715),BY8715)","v":1165},{"$f":"IF(BZ8715=SUMIF(GHA!$AQ$51:$AQ$90,CB8714,GHA!$BK$51:$BK$90),CB8714+1,CB8714)","v":10},752,{"$f":"SUMIF(GHA!$AQ$51:$AQ$90,CB8715,GHA!$BJ$51:$BJ$90)","v":976.86343797274662}]
[null,null,null,null,null,null,null,null,null,null,null,null,null,null,null,null,null,null,null,null,null,null,null,null,null,null,null,null,null,null,null,null,null,null,null,null,null,null,null,null,null,null,null,null,null,null,null,null,null,null,null,null,null,null,null,null,null,null,null,null,null,null,null,null,null,null,null,null,null,null,null,null,null,null,null,364,2,8714,{"$f":"OFFSET(GHA!$D$1,IF($CA$1,BX8716,366-BX8716),BY8716)","v":1127},{"$f":"IF(BZ8716=SUMIF(GHA!$AQ$51:$AQ$90,CB8715,GHA!$BK$51:$BK$90),CB8715+1,CB8715)","v":10},750,{"$f":"SUMIF(GHA!$AQ$51:$AQ$90,CB8716,GHA!$BJ$51:$BJ$90)","v":976.86343797274662}]
[null,null,null,null,null,null,null,null,null,null,null,null,null,null,null,null,null,null,null,null,null,null,null,null,null,null,null,null,null,null,null,null,null,null,null,null,null,null,null,null,null,null,null,null,null,null,null,null,null,null,null,null,null,null,null,null,null,null,null,null,null,null,null,null,null,null,null,null,null,null,null,null,null,null,null,364,3,8715,{"$f":"OFFSET(GHA!$D$1,IF($CA$1,BX8717,366-BX8717),BY8717)","v":1006},{"$f":"IF(BZ8717=SUMIF(GHA!$AQ$51:$AQ$90,CB8716,GHA!$BK$51:$BK$90),CB8716+1,CB8716)","v":10},750,{"$f":"SUMIF(GHA!$AQ$51:$AQ$90,CB8717,GHA!$BJ$51:$BJ$90)","v":976.86343797274662}]
[null,null,null,null,null,null,null,null,null,null,null,null,null,null,null,null,null,null,null,null,null,null,null,null,null,null,null,null,null,null,null,null,null,null,null,null,null,null,null,null,null,null,null,null,null,null,null,null,null,null,null,null,null,null,null,null,null,null,null,null,null,null,null,null,null,null,null,null,null,null,null,null,null,null,null,364,4,8716,{"$f":"OFFSET(GHA!$D$1,IF($CA$1,BX8718,366-BX8718),BY8718)","v":1002},{"$f":"IF(BZ8718=SUMIF(GHA!$AQ$51:$AQ$90,CB8717,GHA!$BK$51:$BK$90),CB8717+1,CB8717)","v":10},748,{"$f":"SUMIF(GHA!$AQ$51:$AQ$90,CB8718,GHA!$BJ$51:$BJ$90)","v":976.86343797274662}]
[null,null,null,null,null,null,null,null,null,null,null,null,null,null,null,null,null,null,null,null,null,null,null,null,null,null,null,null,null,null,null,null,null,null,null,null,null,null,null,null,null,null,null,null,null,null,null,null,null,null,null,null,null,null,null,null,null,null,null,null,null,null,null,null,null,null,null,null,null,null,null,null,null,null,null,364,5,8717,{"$f":"OFFSET(GHA!$D$1,IF($CA$1,BX8719,366-BX8719),BY8719)","v":1068},{"$f":"IF(BZ8719=SUMIF(GHA!$AQ$51:$AQ$90,CB8718,GHA!$BK$51:$BK$90),CB8718+1,CB8718)","v":10},748,{"$f":"SUMIF(GHA!$AQ$51:$AQ$90,CB8719,GHA!$BJ$51:$BJ$90)","v":976.86343797274662}]
[null,null,null,null,null,null,null,null,null,null,null,null,null,null,null,null,null,null,null,null,null,null,null,null,null,null,null,null,null,null,null,null,null,null,null,null,null,null,null,null,null,null,null,null,null,null,null,null,null,null,null,null,null,null,null,null,null,null,null,null,null,null,null,null,null,null,null,null,null,null,null,null,null,null,null,364,6,8718,{"$f":"OFFSET(GHA!$D$1,IF($CA$1,BX8720,366-BX8720),BY8720)","v":1062},{"$f":"IF(BZ8720=SUMIF(GHA!$AQ$51:$AQ$90,CB8719,GHA!$BK$51:$BK$90),CB8719+1,CB8719)","v":10},740,{"$f":"SUMIF(GHA!$AQ$51:$AQ$90,CB8720,GHA!$BJ$51:$BJ$90)","v":976.86343797274662}]
[null,null,null,null,null,null,null,null,null,null,null,null,null,null,null,null,null,null,null,null,null,null,null,null,null,null,null,null,null,null,null,null,null,null,null,null,null,null,null,null,null,null,null,null,null,null,null,null,null,null,null,null,null,null,null,null,null,null,null,null,null,null,null,null,null,null,null,null,null,null,null,null,null,null,null,364,7,8719,{"$f":"OFFSET(GHA!$D$1,IF($CA$1,BX8721,366-BX8721),BY8721)","v":986},{"$f":"IF(BZ8721=SUMIF(GHA!$AQ$51:$AQ$90,CB8720,GHA!$BK$51:$BK$90),CB8720+1,CB8720)","v":10},735,{"$f":"SUMIF(GHA!$AQ$51:$AQ$90,CB8721,GHA!$BJ$51:$BJ$90)","v":976.86343797274662}]
[null,null,null,null,null,null,null,null,null,null,null,null,null,null,null,null,null,null,null,null,null,null,null,null,null,null,null,null,null,null,null,null,null,null,null,null,null,null,null,null,null,null,null,null,null,null,null,null,null,null,null,null,null,null,null,null,null,null,null,null,null,null,null,null,null,null,null,null,null,null,null,null,null,null,null,364,8,8720,{"$f":"OFFSET(GHA!$D$1,IF($CA$1,BX8722,366-BX8722),BY8722)","v":1064},{"$f":"IF(BZ8722=SUMIF(GHA!$AQ$51:$AQ$90,CB8721,GHA!$BK$51:$BK$90),CB8721+1,CB8721)","v":10},735,{"$f":"SUMIF(GHA!$AQ$51:$AQ$90,CB8722,GHA!$BJ$51:$BJ$90)","v":976.86343797274662}]
[null,null,null,null,null,null,null,null,null,null,null,null,null,null,null,null,null,null,null,null,null,null,null,null,null,null,null,null,null,null,null,null,null,null,null,null,null,null,null,null,null,null,null,null,null,null,null,null,null,null,null,null,null,null,null,null,null,null,null,null,null,null,null,null,null,null,null,null,null,null,null,null,null,null,null,364,9,8721,{"$f":"OFFSET(GHA!$D$1,IF($CA$1,BX8723,366-BX8723),BY8723)","v":1087},{"$f":"IF(BZ8723=SUMIF(GHA!$AQ$51:$AQ$90,CB8722,GHA!$BK$51:$BK$90),CB8722+1,CB8722)","v":10},733,{"$f":"SUMIF(GHA!$AQ$51:$AQ$90,CB8723,GHA!$BJ$51:$BJ$90)","v":976.86343797274662}]
[null,null,null,null,null,null,null,null,null,null,null,null,null,null,null,null,null,null,null,null,null,null,null,null,null,null,null,null,null,null,null,null,null,null,null,null,null,null,null,null,null,null,null,null,null,null,null,null,null,null,null,null,null,null,null,null,null,null,null,null,null,null,null,null,null,null,null,null,null,null,null,null,null,null,null,364,10,8722,{"$f":"OFFSET(GHA!$D$1,IF($CA$1,BX8724,366-BX8724),BY8724)","v":1125},{"$f":"IF(BZ8724=SUMIF(GHA!$AQ$51:$AQ$90,CB8723,GHA!$BK$51:$BK$90),CB8723+1,CB8723)","v":10},731,{"$f":"SUMIF(GHA!$AQ$51:$AQ$90,CB8724,GHA!$BJ$51:$BJ$90)","v":976.86343797274662}]
[null,null,null,null,null,null,null,null,null,null,null,null,null,null,null,null,null,null,null,null,null,null,null,null,null,null,null,null,null,null,null,null,null,null,null,null,null,null,null,null,null,null,null,null,null,null,null,null,null,null,null,null,null,null,null,null,null,null,null,null,null,null,null,null,null,null,null,null,null,null,null,null,null,null,null,364,11,8723,{"$f":"OFFSET(GHA!$D$1,IF($CA$1,BX8725,366-BX8725),BY8725)","v":1155},{"$f":"IF(BZ8725=SUMIF(GHA!$AQ$51:$AQ$90,CB8724,GHA!$BK$51:$BK$90),CB8724+1,CB8724)","v":10},727,{"$f":"SUMIF(GHA!$AQ$51:$AQ$90,CB8725,GHA!$BJ$51:$BJ$90)","v":976.86343797274662}]
[null,null,null,null,null,null,null,null,null,null,null,null,null,null,null,null,null,null,null,null,null,null,null,null,null,null,null,null,null,null,null,null,null,null,null,null,null,null,null,null,null,null,null,null,null,null,null,null,null,null,null,null,null,null,null,null,null,null,null,null,null,null,null,null,null,null,null,null,null,null,null,null,null,null,null,364,12,8724,{"$f":"OFFSET(GHA!$D$1,IF($CA$1,BX8726,366-BX8726),BY8726)","v":1139},{"$f":"IF(BZ8726=SUMIF(GHA!$AQ$51:$AQ$90,CB8725,GHA!$BK$51:$BK$90),CB8725+1,CB8725)","v":10},721,{"$f":"SUMIF(GHA!$AQ$51:$AQ$90,CB8726,GHA!$BJ$51:$BJ$90)","v":976.86343797274662}]
[null,null,null,null,null,null,null,null,null,null,null,null,null,null,null,null,null,null,null,null,null,null,null,null,null,null,null,null,null,null,null,null,null,null,null,null,null,null,null,null,null,null,null,null,null,null,null,null,null,null,null,null,null,null,null,null,null,null,null,null,null,null,null,null,null,null,null,null,null,null,null,null,null,null,null,364,13,8725,{"$f":"OFFSET(GHA!$D$1,IF($CA$1,BX8727,366-BX8727),BY8727)","v":1163},{"$f":"IF(BZ8727=SUMIF(GHA!$AQ$51:$AQ$90,CB8726,GHA!$BK$51:$BK$90),CB8726+1,CB8726)","v":10},712,{"$f":"SUMIF(GHA!$AQ$51:$AQ$90,CB8727,GHA!$BJ$51:$BJ$90)","v":976.86343797274662}]
[null,null,null,null,null,null,null,null,null,null,null,null,null,null,null,null,null,null,null,null,null,null,null,null,null,null,null,null,null,null,null,null,null,null,null,null,null,null,null,null,null,null,null,null,null,null,null,null,null,null,null,null,null,null,null,null,null,null,null,null,null,null,null,null,null,null,null,null,null,null,null,null,null,null,null,364,14,8726,{"$f":"OFFSET(GHA!$D$1,IF($CA$1,BX8728,366-BX8728),BY8728)","v":1199},{"$f":"IF(BZ8728=SUMIF(GHA!$AQ$51:$AQ$90,CB8727,GHA!$BK$51:$BK$90),CB8727+1,CB8727)","v":10},710,{"$f":"SUMIF(GHA!$AQ$51:$AQ$90,CB8728,GHA!$BJ$51:$BJ$90)","v":976.86343797274662}]
[null,null,null,null,null,null,null,null,null,null,null,null,null,null,null,null,null,null,null,null,null,null,null,null,null,null,null,null,null,null,null,null,null,null,null,null,null,null,null,null,null,null,null,null,null,null,null,null,null,null,null,null,null,null,null,null,null,null,null,null,null,null,null,null,null,null,null,null,null,null,null,null,null,null,null,364,15,8727,{"$f":"OFFSET(GHA!$D$1,IF($CA$1,BX8729,366-BX8729),BY8729)","v":1191},{"$f":"IF(BZ8729=SUMIF(GHA!$AQ$51:$AQ$90,CB8728,GHA!$BK$51:$BK$90),CB8728+1,CB8728)","v":10},703,{"$f":"SUMIF(GHA!$AQ$51:$AQ$90,CB8729,GHA!$BJ$51:$BJ$90)","v":976.86343797274662}]
[null,null,null,null,null,null,null,null,null,null,null,null,null,null,null,null,null,null,null,null,null,null,null,null,null,null,null,null,null,null,null,null,null,null,null,null,null,null,null,null,null,null,null,null,null,null,null,null,null,null,null,null,null,null,null,null,null,null,null,null,null,null,null,null,null,null,null,null,null,null,null,null,null,null,null,364,16,8728,{"$f":"OFFSET(GHA!$D$1,IF($CA$1,BX8730,366-BX8730),BY8730)","v":1198},{"$f":"IF(BZ8730=SUMIF(GHA!$AQ$51:$AQ$90,CB8729,GHA!$BK$51:$BK$90),CB8729+1,CB8729)","v":10},702,{"$f":"SUMIF(GHA!$AQ$51:$AQ$90,CB8730,GHA!$BJ$51:$BJ$90)","v":976.86343797274662}]
[null,null,null,null,null,null,null,null,null,null,null,null,null,null,null,null,null,null,null,null,null,null,null,null,null,null,null,null,null,null,null,null,null,null,null,null,null,null,null,null,null,null,null,null,null,null,null,null,null,null,null,null,null,null,null,null,null,null,null,null,null,null,null,null,null,null,null,null,null,null,null,null,null,null,null,364,{"$f":"BY8707","v":17},8729,{"$f":"OFFSET(GHA!$D$1,IF($CA$1,BX8731,366-BX8731),BY8731)","v":1175},{"$f":"IF(BZ8731=SUMIF(GHA!$AQ$51:$AQ$90,CB8730,GHA!$BK$51:$BK$90),CB8730+1,CB8730)","v":10},656,{"$f":"SUMIF(GHA!$AQ$51:$AQ$90,CB8731,GHA!$BJ$51:$BJ$90)","v":976.86343797274662}]
[null,null,null,null,null,null,null,null,null,null,null,null,null,null,null,null,null,null,null,null,null,null,null,null,null,null,null,null,null,null,null,null,null,null,null,null,null,null,null,null,null,null,null,null,null,null,null,null,null,null,null,null,null,null,null,null,null,null,null,null,null,null,null,null,null,null,null,null,null,null,null,null,null,null,null,364,18,8730,{"$f":"OFFSET(GHA!$D$1,IF($CA$1,BX8732,366-BX8732),BY8732)","v":1216},{"$f":"IF(BZ8732=SUMIF(GHA!$AQ$51:$AQ$90,CB8731,GHA!$BK$51:$BK$90),CB8731+1,CB8731)","v":10},650,{"$f":"SUMIF(GHA!$AQ$51:$AQ$90,CB8732,GHA!$BJ$51:$BJ$90)","v":976.86343797274662}]
[null,null,null,null,null,null,null,null,null,null,null,null,null,null,null,null,null,null,null,null,null,null,null,null,null,null,null,null,null,null,null,null,null,null,null,null,null,null,null,null,null,null,null,null,null,null,null,null,null,null,null,null,null,null,null,null,null,null,null,null,null,null,null,null,null,null,null,null,null,null,null,null,null,null,null,364,19,8731,{"$f":"OFFSET(GHA!$D$1,IF($CA$1,BX8733,366-BX8733),BY8733)","v":1404.1},{"$f":"IF(BZ8733=SUMIF(GHA!$AQ$51:$AQ$90,CB8732,GHA!$BK$51:$BK$90),CB8732+1,CB8732)","v":10},648,{"$f":"SUMIF(GHA!$AQ$51:$AQ$90,CB8733,GHA!$BJ$51:$BJ$90)","v":976.86343797274662}]
[null,null,null,null,null,null,null,null,null,null,null,null,null,null,null,null,null,null,null,null,null,null,null,null,null,null,null,null,null,null,null,null,null,null,null,null,null,null,null,null,null,null,null,null,null,null,null,null,null,null,null,null,null,null,null,null,null,null,null,null,null,null,null,null,null,null,null,null,null,null,null,null,null,null,null,364,20,8732,{"$f":"OFFSET(GHA!$D$1,IF($CA$1,BX8734,366-BX8734),BY8734)","v":1333.4},{"$f":"IF(BZ8734=SUMIF(GHA!$AQ$51:$AQ$90,CB8733,GHA!$BK$51:$BK$90),CB8733+1,CB8733)","v":10},639,{"$f":"SUMIF(GHA!$AQ$51:$AQ$90,CB8734,GHA!$BJ$51:$BJ$90)","v":976.86343797274662}]
[null,null,null,null,null,null,null,null,null,null,null,null,null,null,null,null,null,null,null,null,null,null,null,null,null,null,null,null,null,null,null,null,null,null,null,null,null,null,null,null,null,null,null,null,null,null,null,null,null,null,null,null,null,null,null,null,null,null,null,null,null,null,null,null,null,null,null,null,null,null,null,null,null,null,null,364,21,8733,{"$f":"OFFSET(GHA!$D$1,IF($CA$1,BX8735,366-BX8735),BY8735)","v":1347.8},{"$f":"IF(BZ8735=SUMIF(GHA!$AQ$51:$AQ$90,CB8734,GHA!$BK$51:$BK$90),CB8734+1,CB8734)","v":10},633,{"$f":"SUMIF(GHA!$AQ$51:$AQ$90,CB8735,GHA!$BJ$51:$BJ$90)","v":976.86343797274662}]
[null,null,null,null,null,null,null,null,null,null,null,null,null,null,null,null,null,null,null,null,null,null,null,null,null,null,null,null,null,null,null,null,null,null,null,null,null,null,null,null,null,null,null,null,null,null,null,null,null,null,null,null,null,null,null,null,null,null,null,null,null,null,null,null,null,null,null,null,null,null,null,null,null,null,null,364,22,8734,{"$f":"OFFSET(GHA!$D$1,IF($CA$1,BX8736,366-BX8736),BY8736)","v":1314},{"$f":"IF(BZ8736=SUMIF(GHA!$AQ$51:$AQ$90,CB8735,GHA!$BK$51:$BK$90),CB8735+1,CB8735)","v":10},632,{"$f":"SUMIF(GHA!$AQ$51:$AQ$90,CB8736,GHA!$BJ$51:$BJ$90)","v":976.86343797274662}]
[null,null,null,null,null,null,null,null,null,null,null,null,null,null,null,null,null,null,null,null,null,null,null,null,null,null,null,null,null,null,null,null,null,null,null,null,null,null,null,null,null,null,null,null,null,null,null,null,null,null,null,null,null,null,null,null,null,null,null,null,null,null,null,null,null,null,null,null,null,null,null,null,null,null,null,364,23,8735,{"$f":"OFFSET(GHA!$D$1,IF($CA$1,BX8737,366-BX8737),BY8737)","v":1278},{"$f":"IF(BZ8737=SUMIF(GHA!$AQ$51:$AQ$90,CB8736,GHA!$BK$51:$BK$90),CB8736+1,CB8736)","v":10},623,{"$f":"SUMIF(GHA!$AQ$51:$AQ$90,CB8737,GHA!$BJ$51:$BJ$90)","v":976.86343797274662}]
[null,null,null,null,null,null,null,null,null,null,null,null,null,null,null,null,null,null,null,null,null,null,null,null,null,null,null,null,null,null,null,null,null,null,null,null,null,null,null,null,null,null,null,null,null,null,null,null,null,null,null,null,null,null,null,null,null,null,null,null,null,null,null,null,null,null,null,null,null,null,null,null,null,null,null,364,24,8736,{"$f":"OFFSET(GHA!$D$1,IF($CA$1,BX8738,366-BX8738),BY8738)","v":1201},{"$f":"IF(BZ8738=SUMIF(GHA!$AQ$51:$AQ$90,CB8737,GHA!$BK$51:$BK$90),CB8737+1,CB8737)","v":10},609,{"$f":"SUMIF(GHA!$AQ$51:$AQ$90,CB8738,GHA!$BJ$51:$BJ$90)","v":976.86343797274662}]
[null,null,null,null,null,null,null,null,null,null,null,null,null,null,null,null,null,null,null,null,null,null,null,null,null,null,null,null,null,null,null,null,null,null,null,null,null,null,null,null,null,null,null,null,null,null,null,null,null,null,null,null,null,null,null,null,null,null,null,null,null,null,null,null,null,null,null,null,null,null,null,null,null,null,null,365,1,8737,{"$f":"OFFSET(GHA!$D$1,IF($CA$1,BX8739,366-BX8739),BY8739)","v":1181},{"$f":"IF(BZ8739=SUMIF(GHA!$AQ$51:$AQ$90,CB8738,GHA!$BK$51:$BK$90),CB8738+1,CB8738)","v":10},565,{"$f":"SUMIF(GHA!$AQ$51:$AQ$90,CB8739,GHA!$BJ$51:$BJ$90)","v":976.86343797274662}]
[null,null,null,null,null,null,null,null,null,null,null,null,null,null,null,null,null,null,null,null,null,null,null,null,null,null,null,null,null,null,null,null,null,null,null,null,null,null,null,null,null,null,null,null,null,null,null,null,null,null,null,null,null,null,null,null,null,null,null,null,null,null,null,null,null,null,null,null,null,null,null,null,null,null,null,365,2,8738,{"$f":"OFFSET(GHA!$D$1,IF($CA$1,BX8740,366-BX8740),BY8740)","v":1132},{"$f":"IF(BZ8740=SUMIF(GHA!$AQ$51:$AQ$90,CB8739,GHA!$BK$51:$BK$90),CB8739+1,CB8739)","v":10},552,{"$f":"SUMIF(GHA!$AQ$51:$AQ$90,CB8740,GHA!$BJ$51:$BJ$90)","v":976.86343797274662}]
[null,null,null,null,null,null,null,null,null,null,null,null,null,null,null,null,null,null,null,null,null,null,null,null,null,null,null,null,null,null,null,null,null,null,null,null,null,null,null,null,null,null,null,null,null,null,null,null,null,null,null,null,null,null,null,null,null,null,null,null,null,null,null,null,null,null,null,null,null,null,null,null,null,null,null,365,3,8739,{"$f":"OFFSET(GHA!$D$1,IF($CA$1,BX8741,366-BX8741),BY8741)","v":1118},{"$f":"IF(BZ8741=SUMIF(GHA!$AQ$51:$AQ$90,CB8740,GHA!$BK$51:$BK$90),CB8740+1,CB8740)","v":10},505,{"$f":"SUMIF(GHA!$AQ$51:$AQ$90,CB8741,GHA!$BJ$51:$BJ$90)","v":976.86343797274662}]
[null,null,null,null,null,null,null,null,null,null,null,null,null,null,null,null,null,null,null,null,null,null,null,null,null,null,null,null,null,null,null,null,null,null,null,null,null,null,null,null,null,null,null,null,null,null,null,null,null,null,null,null,null,null,null,null,null,null,null,null,null,null,null,null,null,null,null,null,null,null,null,null,null,null,null,365,4,8740,{"$f":"OFFSET(GHA!$D$1,IF($CA$1,BX8742,366-BX8742),BY8742)","v":1120},{"$f":"IF(BZ8742=SUMIF(GHA!$AQ$51:$AQ$90,CB8741,GHA!$BK$51:$BK$90),CB8741+1,CB8741)","v":10},414,{"$f":"SUMIF(GHA!$AQ$51:$AQ$90,CB8742,GHA!$BJ$51:$BJ$90)","v":976.86343797274662}]
[null,null,null,null,null,null,null,null,null,null,null,null,null,null,null,null,null,null,null,null,null,null,null,null,null,null,null,null,null,null,null,null,null,null,null,null,null,null,null,null,null,null,null,null,null,null,null,null,null,null,null,null,null,null,null,null,null,null,null,null,null,null,null,null,null,null,null,null,null,null,null,null,null,null,null,365,5,8741,{"$f":"OFFSET(GHA!$D$1,IF($CA$1,BX8743,366-BX8743),BY8743)","v":1133},{"$f":"IF(BZ8743=SUMIF(GHA!$AQ$51:$AQ$90,CB8742,GHA!$BK$51:$BK$90),CB8742+1,CB8742)","v":10},396,{"$f":"SUMIF(GHA!$AQ$51:$AQ$90,CB8743,GHA!$BJ$51:$BJ$90)","v":976.86343797274662}]
[null,null,null,null,null,null,null,null,null,null,null,null,null,null,null,null,null,null,null,null,null,null,null,null,null,null,null,null,null,null,null,null,null,null,null,null,null,null,null,null,null,null,null,null,null,null,null,null,null,null,null,null,null,null,null,null,null,null,null,null,null,null,null,null,null,null,null,null,null,null,null,null,null,null,null,365,6,8742,{"$f":"OFFSET(GHA!$D$1,IF($CA$1,BX8744,366-BX8744),BY8744)","v":1148},{"$f":"IF(BZ8744=SUMIF(GHA!$AQ$51:$AQ$90,CB8743,GHA!$BK$51:$BK$90),CB8743+1,CB8743)","v":10},394,{"$f":"SUMIF(GHA!$AQ$51:$AQ$90,CB8744,GHA!$BJ$51:$BJ$90)","v":976.86343797274662}]
[null,null,null,null,null,null,null,null,null,null,null,null,null,null,null,null,null,null,null,null,null,null,null,null,null,null,null,null,null,null,null,null,null,null,null,null,null,null,null,null,null,null,null,null,null,null,null,null,null,null,null,null,null,null,null,null,null,null,null,null,null,null,null,null,null,null,null,null,null,null,null,null,null,null,null,365,7,8743,{"$f":"OFFSET(GHA!$D$1,IF($CA$1,BX8745,366-BX8745),BY8745)","v":1095},{"$f":"IF(BZ8745=SUMIF(GHA!$AQ$51:$AQ$90,CB8744,GHA!$BK$51:$BK$90),CB8744+1,CB8744)","v":10},374,{"$f":"SUMIF(GHA!$AQ$51:$AQ$90,CB8745,GHA!$BJ$51:$BJ$90)","v":976.86343797274662}]
[null,null,null,null,null,null,null,null,null,null,null,null,null,null,null,null,null,null,null,null,null,null,null,null,null,null,null,null,null,null,null,null,null,null,null,null,null,null,null,null,null,null,null,null,null,null,null,null,null,null,null,null,null,null,null,null,null,null,null,null,null,null,null,null,null,null,null,null,null,null,null,null,null,null,null,365,8,8744,{"$f":"OFFSET(GHA!$D$1,IF($CA$1,BX8746,366-BX8746),BY8746)","v":1114},{"$f":"IF(BZ8746=SUMIF(GHA!$AQ$51:$AQ$90,CB8745,GHA!$BK$51:$BK$90),CB8745+1,CB8745)","v":10},365,{"$f":"SUMIF(GHA!$AQ$51:$AQ$90,CB8746,GHA!$BJ$51:$BJ$90)","v":976.86343797274662}]
[null,null,null,null,null,null,null,null,null,null,null,null,null,null,null,null,null,null,null,null,null,null,null,null,null,null,null,null,null,null,null,null,null,null,null,null,null,null,null,null,null,null,null,null,null,null,null,null,null,null,null,null,null,null,null,null,null,null,null,null,null,null,null,null,null,null,null,null,null,null,null,null,null,null,null,365,9,8745,{"$f":"OFFSET(GHA!$D$1,IF($CA$1,BX8747,366-BX8747),BY8747)","v":1155},{"$f":"IF(BZ8747=SUMIF(GHA!$AQ$51:$AQ$90,CB8746,GHA!$BK$51:$BK$90),CB8746+1,CB8746)","v":10},325,{"$f":"SUMIF(GHA!$AQ$51:$AQ$90,CB8747,GHA!$BJ$51:$BJ$90)","v":976.86343797274662}]
[null,null,null,null,null,null,null,null,null,null,null,null,null,null,null,null,null,null,null,null,null,null,null,null,null,null,null,null,null,null,null,null,null,null,null,null,null,null,null,null,null,null,null,null,null,null,null,null,null,null,null,null,null,null,null,null,null,null,null,null,null,null,null,null,null,null,null,null,null,null,null,null,null,null,null,365,10,8746,{"$f":"OFFSET(GHA!$D$1,IF($CA$1,BX8748,366-BX8748),BY8748)","v":1203},{"$f":"IF(BZ8748=SUMIF(GHA!$AQ$51:$AQ$90,CB8747,GHA!$BK$51:$BK$90),CB8747+1,CB8747)","v":10},311,{"$f":"SUMIF(GHA!$AQ$51:$AQ$90,CB8748,GHA!$BJ$51:$BJ$90)","v":976.86343797274662}]
[null,null,null,null,null,null,null,null,null,null,null,null,null,null,null,null,null,null,null,null,null,null,null,null,null,null,null,null,null,null,null,null,null,null,null,null,null,null,null,null,null,null,null,null,null,null,null,null,null,null,null,null,null,null,null,null,null,null,null,null,null,null,null,null,null,null,null,null,null,null,null,null,null,null,null,365,11,8747,{"$f":"OFFSET(GHA!$D$1,IF($CA$1,BX8749,366-BX8749),BY8749)","v":1210},{"$f":"IF(BZ8749=SUMIF(GHA!$AQ$51:$AQ$90,CB8748,GHA!$BK$51:$BK$90),CB8748+1,CB8748)","v":10},229,{"$f":"SUMIF(GHA!$AQ$51:$AQ$90,CB8749,GHA!$BJ$51:$BJ$90)","v":976.86343797274662}]
[null,null,null,null,null,null,null,null,null,null,null,null,null,null,null,null,null,null,null,null,null,null,null,null,null,null,null,null,null,null,null,null,null,null,null,null,null,null,null,null,null,null,null,null,null,null,null,null,null,null,null,null,null,null,null,null,null,null,null,null,null,null,null,null,null,null,null,null,null,null,null,null,null,null,null,365,12,8748,{"$f":"OFFSET(GHA!$D$1,IF($CA$1,BX8750,366-BX8750),BY8750)","v":1209},{"$f":"IF(BZ8750=SUMIF(GHA!$AQ$51:$AQ$90,CB8749,GHA!$BK$51:$BK$90),CB8749+1,CB8749)","v":10},228,{"$f":"SUMIF(GHA!$AQ$51:$AQ$90,CB8750,GHA!$BJ$51:$BJ$90)","v":976.86343797274662}]
[null,null,null,null,null,null,null,null,null,null,null,null,null,null,null,null,null,null,null,null,null,null,null,null,null,null,null,null,null,null,null,null,null,null,null,null,null,null,null,null,null,null,null,null,null,null,null,null,null,null,null,null,null,null,null,null,null,null,null,null,null,null,null,null,null,null,null,null,null,null,null,null,null,null,null,365,13,8749,{"$f":"OFFSET(GHA!$D$1,IF($CA$1,BX8751,366-BX8751),BY8751)","v":1191},{"$f":"IF(BZ8751=SUMIF(GHA!$AQ$51:$AQ$90,CB8750,GHA!$BK$51:$BK$90),CB8750+1,CB8750)","v":10},214,{"$f":"SUMIF(GHA!$AQ$51:$AQ$90,CB8751,GHA!$BJ$51:$BJ$90)","v":976.86343797274662}]
[null,null,null,null,null,null,null,null,null,null,null,null,null,null,null,null,null,null,null,null,null,null,null,null,null,null,null,null,null,null,null,null,null,null,null,null,null,null,null,null,null,null,null,null,null,null,null,null,null,null,null,null,null,null,null,null,null,null,null,null,null,null,null,null,null,null,null,null,null,null,null,null,null,null,null,365,14,8750,{"$f":"OFFSET(GHA!$D$1,IF($CA$1,BX8752,366-BX8752),BY8752)","v":1160},{"$f":"IF(BZ8752=SUMIF(GHA!$AQ$51:$AQ$90,CB8751,GHA!$BK$51:$BK$90),CB8751+1,CB8751)","v":10},123,{"$f":"SUMIF(GHA!$AQ$51:$AQ$90,CB8752,GHA!$BJ$51:$BJ$90)","v":976.86343797274662}]
[null,null,null,null,null,null,null,null,null,null,null,null,null,null,null,null,null,null,null,null,null,null,null,null,null,null,null,null,null,null,null,null,null,null,null,null,null,null,null,null,null,null,null,null,null,null,null,null,null,null,null,null,null,null,null,null,null,null,null,null,null,null,null,null,null,null,null,null,null,null,null,null,null,null,null,365,15,8751,{"$f":"OFFSET(GHA!$D$1,IF($CA$1,BX8753,366-BX8753),BY8753)","v":1154},{"$f":"IF(BZ8753=SUMIF(GHA!$AQ$51:$AQ$90,CB8752,GHA!$BK$51:$BK$90),CB8752+1,CB8752)","v":10},118,{"$f":"SUMIF(GHA!$AQ$51:$AQ$90,CB8753,GHA!$BJ$51:$BJ$90)","v":976.86343797274662}]
[null,null,null,null,null,null,null,null,null,null,null,null,null,null,null,null,null,null,null,null,null,null,null,null,null,null,null,null,null,null,null,null,null,null,null,null,null,null,null,null,null,null,null,null,null,null,null,null,null,null,null,null,null,null,null,null,null,null,null,null,null,null,null,null,null,null,null,null,null,null,null,null,null,null,null,365,16,8752,{"$f":"OFFSET(GHA!$D$1,IF($CA$1,BX8754,366-BX8754),BY8754)","v":1123},{"$f":"IF(BZ8754=SUMIF(GHA!$AQ$51:$AQ$90,CB8753,GHA!$BK$51:$BK$90),CB8753+1,CB8753)","v":10},100.1,{"$f":"SUMIF(GHA!$AQ$51:$AQ$90,CB8754,GHA!$BJ$51:$BJ$90)","v":976.86343797274662}]
[null,null,null,null,null,null,null,null,null,null,null,null,null,null,null,null,null,null,null,null,null,null,null,null,null,null,null,null,null,null,null,null,null,null,null,null,null,null,null,null,null,null,null,null,null,null,null,null,null,null,null,null,null,null,null,null,null,null,null,null,null,null,null,null,null,null,null,null,null,null,null,null,null,null,null,365,17,8753,{"$f":"OFFSET(GHA!$D$1,IF($CA$1,BX8755,366-BX8755),BY8755)","v":1123},{"$f":"IF(BZ8755=SUMIF(GHA!$AQ$51:$AQ$90,CB8754,GHA!$BK$51:$BK$90),CB8754+1,CB8754)","v":10},86,{"$f":"SUMIF(GHA!$AQ$51:$AQ$90,CB8755,GHA!$BJ$51:$BJ$90)","v":976.86343797274662}]
[null,null,null,null,null,null,null,null,null,null,null,null,null,null,null,null,null,null,null,null,null,null,null,null,null,null,null,null,null,null,null,null,null,null,null,null,null,null,null,null,null,null,null,null,null,null,null,null,null,null,null,null,null,null,null,null,null,null,null,null,null,null,null,null,null,null,null,null,null,null,null,null,null,null,null,365,18,8754,{"$f":"OFFSET(GHA!$D$1,IF($CA$1,BX8756,366-BX8756),BY8756)","v":1197},{"$f":"IF(BZ8756=SUMIF(GHA!$AQ$51:$AQ$90,CB8755,GHA!$BK$51:$BK$90),CB8755+1,CB8755)","v":10},59,{"$f":"SUMIF(GHA!$AQ$51:$AQ$90,CB8756,GHA!$BJ$51:$BJ$90)","v":976.86343797274662}]
[null,null,null,null,null,null,null,null,null,null,null,null,null,null,null,null,null,null,null,null,null,null,null,null,null,null,null,null,null,null,null,null,null,null,null,null,null,null,null,null,null,null,null,null,null,null,null,null,null,null,null,null,null,null,null,null,null,null,null,null,null,null,null,null,null,null,null,null,null,null,null,null,null,null,null,365,19,8755,{"$f":"OFFSET(GHA!$D$1,IF($CA$1,BX8757,366-BX8757),BY8757)","v":1312.4},{"$f":"IF(BZ8757=SUMIF(GHA!$AQ$51:$AQ$90,CB8756,GHA!$BK$51:$BK$90),CB8756+1,CB8756)","v":10},59,{"$f":"SUMIF(GHA!$AQ$51:$AQ$90,CB8757,GHA!$BJ$51:$BJ$90)","v":976.86343797274662}]
[null,null,null,null,null,null,null,null,null,null,null,null,null,null,null,null,null,null,null,null,null,null,null,null,null,null,null,null,null,null,null,null,null,null,null,null,null,null,null,null,null,null,null,null,null,null,null,null,null,null,null,null,null,null,null,null,null,null,null,null,null,null,null,null,null,null,null,null,null,null,null,null,null,null,null,365,20,8756,{"$f":"OFFSET(GHA!$D$1,IF($CA$1,BX8758,366-BX8758),BY8758)","v":1349.5},{"$f":"IF(BZ8758=SUMIF(GHA!$AQ$51:$AQ$90,CB8757,GHA!$BK$51:$BK$90),CB8757+1,CB8757)","v":10},59,{"$f":"SUMIF(GHA!$AQ$51:$AQ$90,CB8758,GHA!$BJ$51:$BJ$90)","v":976.86343797274662}]
[null,null,null,null,null,null,null,null,null,null,null,null,null,null,null,null,null,null,null,null,null,null,null,null,null,null,null,null,null,null,null,null,null,null,null,null,null,null,null,null,null,null,null,null,null,null,null,null,null,null,null,null,null,null,null,null,null,null,null,null,null,null,null,null,null,null,null,null,null,null,null,null,null,null,null,365,21,8757,{"$f":"OFFSET(GHA!$D$1,IF($CA$1,BX8759,366-BX8759),BY8759)","v":1327.2},{"$f":"IF(BZ8759=SUMIF(GHA!$AQ$51:$AQ$90,CB8758,GHA!$BK$51:$BK$90),CB8758+1,CB8758)","v":10},32,{"$f":"SUMIF(GHA!$AQ$51:$AQ$90,CB8759,GHA!$BJ$51:$BJ$90)","v":976.86343797274662}]
[null,null,null,null,null,null,null,null,null,null,null,null,null,null,null,null,null,null,null,null,null,null,null,null,null,null,null,null,null,null,null,null,null,null,null,null,null,null,null,null,null,null,null,null,null,null,null,null,null,null,null,null,null,null,null,null,null,null,null,null,null,null,null,null,null,null,null,null,null,null,null,null,null,null,null,365,22,8758,{"$f":"OFFSET(GHA!$D$1,IF($CA$1,BX8760,366-BX8760),BY8760)","v":1263},{"$f":"IF(BZ8760=SUMIF(GHA!$AQ$51:$AQ$90,CB8759,GHA!$BK$51:$BK$90),CB8759+1,CB8759)","v":10},10,{"$f":"SUMIF(GHA!$AQ$51:$AQ$90,CB8760,GHA!$BJ$51:$BJ$90)","v":976.86343797274662}]
[null,null,null,null,null,null,null,null,null,null,null,null,null,null,null,null,null,null,null,null,null,null,null,null,null,null,null,null,null,null,null,null,null,null,null,null,null,null,null,null,null,null,null,null,null,null,null,null,null,null,null,null,null,null,null,null,null,null,null,null,null,null,null,null,null,null,null,null,null,null,null,null,null,null,null,365,23,8759,{"$f":"OFFSET(GHA!$D$1,IF($CA$1,BX8761,366-BX8761),BY8761)","v":1176},{"$f":"IF(BZ8761=SUMIF(GHA!$AQ$51:$AQ$90,CB8760,GHA!$BK$51:$BK$90),CB8760+1,CB8760)","v":10},0,{"$f":"SUMIF(GHA!$AQ$51:$AQ$90,CB8761,GHA!$BJ$51:$BJ$90)","v":976.86343797274662}]
[null,null,null,null,null,null,null,null,null,null,null,null,null,null,null,null,null,null,null,null,null,null,null,null,null,null,null,null,null,null,null,null,null,null,null,null,null,null,null,null,null,null,null,null,null,null,null,null,null,null,null,null,null,null,null,null,null,null,null,null,null,null,null,null,null,null,null,null,null,null,null,null,null,null,null,365,24,8760,{"$f":"OFFSET(GHA!$D$1,IF($CA$1,BX8762,366-BX8762),BY8762)","v":1143},{"$f":"IF(BZ8762=SUMIF(GHA!$AQ$51:$AQ$90,CB8761,GHA!$BK$51:$BK$90),CB8761+1,CB8761)","v":11},0,{"$f":"SUMIF(GHA!$AQ$51:$AQ$90,CB8762,GHA!$BJ$51:$BJ$90)","v":0}]
[null,null,null,null,null,null,null,null,null,null,null,null,null,null,null,null,null,null,null,null,null,null,null,null,null,null,null,null,null,null,null,null,null,null,null,null,null,null,null,null,null,null,null,null,null,null,null,null,null,null,null,null,null,null,null,null,null,null,null,null,null,null,null,null,null,null,null,null,null,null,null,null,null,null,null,null,null,null,{"$f":"SUM(CA3:CA8762)/1000","v":9478.899799999992},null,9478.899799999992,{"$f":"SUMIF(GHA!$AQ$51:$AQ$90,CB8763,GHA!$BJ$51:$BJ$90)","v":0}]

{"sheet":"CIV","index":2,"n_rows":8763,"n_cols":82,"rows_kept":1125,"cut":true,"hidden":false,"merged":[],"bounds":{"rows_first":500,"rows_last":125,"rows_between":500,"halvings":2}}
["day #","Date","wkday#","weekday",0,{"$f":"E1+1","v":1},{"$f":"F1+1","v":2},3,4,5,6,7,8,9,10,11,12,13,14,15,16,17,18,19,20,21,22,23,"sum(row)","Moving average","Season","day type","Group",0.1,null,null,null,null,null,null,null,null,null,{"$f":"0.00000001","v":1E-8},null,null,null,null,null,null,null,null,null,null,null,null,null,null,null,null,null,null,null,null,null,null,null,null,null,null,null,null,null,null,null,null,null,"up",1,"Blck index"]
[1,"2008-01-01",{"$f":"WEEKDAY(B2,2)","v":2},{"$f":"VLOOKUP(C2,weekdays,2,FALSE)","v":"Tuesday"},586,576.29999999999995,564.20000000000005,559.1,549.5,566,460.8,418.1,396,386.8,385.7,383,386.9,390.9,388.9,406.7,390.1,430.1,611.6,632,624.1,614.29999999999995,595.20000000000005,551.79999999999995,{"$f":"SUM(E2:AB2)","v":11854.099999999999},null,{"$f":"IF(AND(A2>$AJ$6,A2<$AJ$7),\"s2\",IF(A2<=$AJ$6,\"s1\",\"s3\"))","v":"s1"},"d1",{"$f":"AE2&AF2","v":"s1d1"},null,null,null,null,null,null,null,null,null,null,null,null,"Average working day calculation",null,null,null,null,null,null,null,null,null,null,null,null,null,null,null,null,null,null,null,null,null,null,null,null,null,null,null,null,null,"day","hr","Vector index","Load vector",null,"Sorted load duration curve","Sorted Agg load"]
[{"$f":"A2+1","v":2},"2008-01-02",{"$f":"WEEKDAY(B3,2)","v":3},"Wednesday",527,508.7,480.2,489.1,496.5,507.1,443.4,471.8,498.3,508.3,505.8,506.3,504.5,507.6,521.6,526,514.4,522.1,684.6,696,687.4,665,630.29999999999995,579.5,12981.500000000002,null,{"$f":"IF(AND(A3>$AJ$6,A3<$AJ$7),\"s2\",IF(A3<=$AJ$6,\"s1\",\"s3\"))","v":"s1"},"d1",{"$f":"AE3&AF3","v":"s1d1"},null,"Start Day","End Day","Days","Days frac","Energy","Energy frac","Max Power","Row (Max)","Column (Max)",null,null,null,null,null,null,null,null,null,null,null,null,null,null,null,null,null,null,null,null,null,null,null,null,null,null,null,null,null,null,null,null,{"$f":"ROUNDDOWN((BZ3-1)/24,0)+1","v":1},1,1,{"$f":"OFFSET(CIV!$D$1,IF($CA$1,BX3,366-BX3),BY3)","v":586},1,803.6,{"$f":"SUMIF(CIV!$AQ$51:$AQ$90,CB3,CIV!$BJ$51:$BJ$90)","v":803.6}]
[{"$f":"A3+1","v":3},"2008-01-03",4,"Thursday",557.79999999999995,533.4,520.9,516.5,517,535.9,480,489.7,519.6,528.79999999999995,525.20000000000005,546.79999999999995,529.9,536,540.29999999999995,541.1,528.9,519.20000000000005,703.7,713.3,693.7,670.3,630.5,587.9,13466.4,null,"s1","d1","s1d1",null,null,null,null,null,null,null,"MW",null,null,null,null,null,null,null,null,null,null,null,null,null,null,null,null,null,null,null,null,null,null,null,null,null,null,null,null,null,null,null,null,null,null,1,{"$f":"BZ4","v":2},{"$f":"BZ3+1","v":2},{"$f":"OFFSET(CIV!$D$1,IF($CA$1,BX4,366-BX4),BY4)","v":576.29999999999995},{"$f":"IF(BZ4=SUMIF(CIV!$AQ$51:$AQ$90,CB3,CIV!$BK$51:$BK$90),CB3+1,CB3)","v":1},802,{"$f":"SUMIF(CIV!$AQ$51:$AQ$90,CB4,CIV!$BJ$51:$BJ$90)","v":803.6}]
[4,"2008-01-04",5,"Friday",559.70000000000005,541.20000000000005,531.4,530.4,530.4,559.6,495.5,502.5,537.1,543.29999999999995,537.29999999999995,538.70000000000005,517,538.5,561.5,556.4,542.1,538.9,713.7,733.2,722.1,698.4,661.4,628,13818.300000000003,null,"s1","d1","s1d1","Annual",1,365,{"$f":"AJ5-AI5+1","v":365},null,{"$f":"AM19","v":5036.6752530000012},null,{"$f":"findmax(OFFSET($E$2,$AI5-1,0,$AK5,24),AI5)","v":803.6},365,20,null,null,null,null,null,null,null,null,null,null,null,null,null,null,null,null,null,null,null,null,null,null,null,null,null,null,null,null,null,null,null,null,1,3,3,{"$f":"OFFSET(CIV!$D$1,IF($CA$1,BX5,366-BX5),BY5)","v":564.20000000000005},{"$f":"IF(BZ5=SUMIF(CIV!$AQ$51:$AQ$90,CB4,CIV!$BK$51:$BK$90),CB4+1,CB4)","v":1},799.5,{"$f":"SUMIF(CIV!$AQ$51:$AQ$90,CB5,CIV!$BJ$51:$BJ$90)","v":803.6}]
[5,"2008-01-05",6,"Saturday",599.70000000000005,580.20000000000005,566.1,563.70000000000005,557.37,583.20000000000005,507.7,497.1,485.1,483.7,491.5,483.4,482.6,472.8,476,466.4,464.9,486.5,673,705.9,703.4,694,677.2,643.70000000000005,13345.17,null,"s1","d1","s1d1","s1",1,126,{"$f":"AJ6-AI6+1","v":126},{"$f":"AK6/AK$5","v":0.34520547945205482},{"$f":"SUMIF($AP$13:$AP$18,AH6,$AM$13:$AM$18)","v":1777.0086100000008},{"$f":"AM6/$AM$5","v":0.35281381481594609},{"$f":"findmax(OFFSET($E$2,$AI6-1,0,$AK6,24),AI6)","v":785.2},107,20,null,null,null,null,null,null,null,null,null,null,null,null,null,null,null,null,null,null,null,null,null,null,null,null,null,null,null,null,null,null,null,null,1,4,4,{"$f":"OFFSET(CIV!$D$1,IF($CA$1,BX6,366-BX6),BY6)","v":559.1},{"$f":"IF(BZ6=SUMIF(CIV!$AQ$51:$AQ$90,CB5,CIV!$BK$51:$BK$90),CB5+1,CB5)","v":1},797.9,{"$f":"SUMIF(CIV!$AQ$51:$AQ$90,CB6,CIV!$BJ$51:$BJ$90)","v":803.6}]
[6,"2008-01-06",7,"Sunday",609.70000000000005,572.29999999999995,570.70000000000005,560.5,559.70000000000005,568.20000000000005,486.9,397.6,416.2,410,401.3,410.2,415.7,420.1,426.9,423.3,427.6,420.6,653.70000000000005,686,679.7,685.1,640.29999999999995,585.20000000000005,12427.500000000002,null,"s1","d1","s1d1","s2",{"$f":"AJ6+1","v":127},249,{"$f":"AJ7-AI7+1","v":123},{"$f":"AK7/AK$5","v":0.33698630136986302},{"$f":"SUMIF($AP$13:$AP$18,AH7,$AM$13:$AM$18)","v":1606.7880030000001},{"$f":"AM7/$AM$5","v":0.31901759043189193},{"$f":"findmax(OFFSET($E$2,$AI7-1,0,$AK7,24),AI7)","v":786.6},129,20,null,null,null,null,null,null,null,null,null,null,null,null,null,null,null,null,null,null,null,null,null,null,null,null,null,null,null,null,null,null,null,null,1,5,5,{"$f":"OFFSET(CIV!$D$1,IF($CA$1,BX7,366-BX7),BY7)","v":549.5},{"$f":"IF(BZ7=SUMIF(CIV!$AQ$51:$AQ$90,CB6,CIV!$BK$51:$BK$90),CB6+1,CB6)","v":1},797.4,{"$f":"SUMIF(CIV!$AQ$51:$AQ$90,CB7,CIV!$BJ$51:$BJ$90)","v":803.6}]
[7,"2008-01-07",1,"Monday",569.5,552.6,541,528.5,536.9,558.79999999999995,494.8,504.9,530.1,534.70000000000005,532.79999999999995,511.2,476.2,514.79999999999995,527.4,528.6,519.4,503.5,692,710,687.7,645.6,598.5,552.70000000000005,13352.2,null,"s1","d1","s1d1","s3",{"$f":"AJ7+1","v":250},365,{"$f":"AJ8-AI8+1","v":116},{"$f":"AK8/AK$5","v":0.31780821917808222},{"$f":"SUMIF($AP$13:$AP$18,AH8,$AM$13:$AM$18)","v":1652.8786399999999},{"$f":"AM8/$AM$5","v":0.32816859475216192},{"$f":"findmax(OFFSET($E$2,$AI8-1,0,$AK8,24),AI8)","v":803.6},365,20,null,null,null,null,null,null,null,null,null,null,null,null,null,null,null,null,null,null,null,null,null,null,null,null,null,null,null,null,null,null,null,null,1,6,6,{"$f":"OFFSET(CIV!$D$1,IF($CA$1,BX8,366-BX8),BY8)","v":566},{"$f":"IF(BZ8=SUMIF(CIV!$AQ$51:$AQ$90,CB7,CIV!$BK$51:$BK$90),CB7+1,CB7)","v":1},796.1,{"$f":"SUMIF(CIV!$AQ$51:$AQ$90,CB8,CIV!$BJ$51:$BJ$90)","v":803.6}]
[8,"2008-01-08",2,"Tuesday",530.5,516.29999999999995,509.4,493.6,504.5,531.20000000000005,488.9,476,487,500.3,498.6,501.7,489.8,497.6,487,506.3,515.79999999999995,518.5,682.9,688.2,674.7,630,577.5,532,12838.300000000001,null,"s1","d1","s1d1",null,null,null,null,null,null,null,"Load factor",{"$f":"AM19/(AO5*8.67)","v":0.72291115197872557},null,null,null,null,null,null,null,null,null,null,null,null,null,null,null,null,null,null,null,null,null,null,null,null,null,null,null,null,null,null,null,null,null,1,7,7,{"$f":"OFFSET(CIV!$D$1,IF($CA$1,BX9,366-BX9),BY9)","v":460.8},{"$f":"IF(BZ9=SUMIF(CIV!$AQ$51:$AQ$90,CB8,CIV!$BK$51:$BK$90),CB8+1,CB8)","v":1},795.9,{"$f":"SUMIF(CIV!$AQ$51:$AQ$90,CB9,CIV!$BJ$51:$BJ$90)","v":803.6}]
[9,"2008-01-09",3,"Wednesday",497.5,498.9,490.6,464.9,495.5,532.29999999999995,476.2,482.1,505.9,491.8,503.2,495.2,479.8,483.6,502.2,513,509.6,516.20000000000005,678.6,709.7,686.3,677.1,612.20000000000005,579,12881.400000000001,null,"s1","d1","s1d1",null,null,null,null,null,null,null,null,null,null,null,null,null,null,null,null,null,null,null,null,null,null,null,null,null,null,null,null,null,null,null,null,null,null,null,null,null,null,null,null,null,null,1,8,8,{"$f":"OFFSET(CIV!$D$1,IF($CA$1,BX10,366-BX10),BY10)","v":418.1},{"$f":"IF(BZ10=SUMIF(CIV!$AQ$51:$AQ$90,CB9,CIV!$BK$51:$BK$90),CB9+1,CB9)","v":1},795.9,{"$f":"SUMIF(CIV!$AQ$51:$AQ$90,CB10,CIV!$BJ$51:$BJ$90)","v":803.6}]
[10,"2008-01-10",4,"Thursday",546.4,533.29999999999995,525.1,509.1,520.5,559.4,476,503.5,517.1,508,497.3,502.8,503.7,517.29999999999995,530.29999999999995,531.29999999999995,533.79999999999995,531.29999999999995,687.1,703.2,694.2,656.7,624.5,585.5,13297.400000000001,null,"s1","d1","s1d1",null,null,null,null,null,null,null,null,null,null,null,null,"Energy (GWh)",null,null,null,null,null,null,null,null,null,null,null,null,null,null,null,null,null,null,null,null,null,null,null,null,null,null,null,null,null,1,9,9,{"$f":"OFFSET(CIV!$D$1,IF($CA$1,BX11,366-BX11),BY11)","v":396},{"$f":"IF(BZ11=SUMIF(CIV!$AQ$51:$AQ$90,CB10,CIV!$BK$51:$BK$90),CB10+1,CB10)","v":1},795.7,{"$f":"SUMIF(CIV!$AQ$51:$AQ$90,CB11,CIV!$BJ$51:$BJ$90)","v":803.6}]
[11,"2008-01-11",5,"Friday",528.70000000000005,523.6,513.9,508,506.1,529.6,498.6,499,507.3,516.6,515.5,514.5,500.6,515.79999999999995,528.1,531.9,515.79999999999995,524.29999999999995,705.4,709.5,702.6,674.7,645.4,577.9,13293.4,{"$f":"W14","v":638.6},"s1","d1","s1d1",null,null,"Days","Duration","Duration(N)","Energy (GWh)","Energy share","Share (N)",null,null,null,null,0,{"$f":"AT12+1","v":1},{"$f":"AU12+1","v":2},3,4,5,6,7,8,9,10,11,12,13,14,15,16,17,18,19,20,21,22,23,null,null,null,null,null,null,1,10,10,{"$f":"OFFSET(CIV!$D$1,IF($CA$1,BX12,366-BX12),BY12)","v":386.8},{"$f":"IF(BZ12=SUMIF(CIV!$AQ$51:$AQ$90,CB11,CIV!$BK$51:$BK$90),CB11+1,CB11)","v":1},794.6,{"$f":"SUMIF(CIV!$AQ$51:$AQ$90,CB12,CIV!$BJ$51:$BJ$90)","v":803.6}]
[12,"2008-01-12",6,"Saturday",563.6,543.6,532.20000000000005,524.4,519.1,531.9,479,462.9,452.2,462.6,468.1,475.8,473.5,471.2,474.4,472.6,453.9,479.4,663.8,700.4,693.2,682.8,642.29999999999995,617,12839.899999999998,{"$f":"AD12*(1-$AH$1)+W13*$AH$1","v":641.12},"s1","d1","s1d1",null,null,{"$f":"COUNTIF($AG$2:$AG$366,$AR13)","v":126},{"$f":"AJ13/AJ$19","v":0.34520547945205482},{"$f":"AJ13/(AJ13+AJ14)","v":1},{"$f":"SUMIF($AG$2:$AG$366,AR13,$AC$2:$AC$366)/1000","v":1777.0086100000008},{"$f":"AM13/$AM$19","v":0.35281381481594609},{"$f":"AM13/(AM13+AM14)","v":1},"s1","d1",{"$f":"AP13&AQ13","v":"s1d1"},"Pre-winter weekday",{"$f":"SUMIF($AG$2:$AG$367,$AP13&$AQ13,E$2:E$367)/1000","v":77.013000000000062},74.604399999999998,73.014500000000027,71.678579999999997,72.12127000000001,73.970399999999998,64.402900000000002,64.653200000000027,66.591980000000007,67.351899999999986,67.752069999999989,67.669950000000014,67.270569999999978,68.640799999999999,69.42880000000001,68.99160000000002,{"$f":"SUMIF($AG$2:$AG$367,$AP13&$AQ13,U$2:U$367)/1000","v":67.482500000000016},66.367199999999997,88.285300000000007,91.567099999999996,91.171800000000019,89.946800000000025,86.255890000000008,80.776100000000014,null,null,null,null,null,null,1,11,11,{"$f":"OFFSET(CIV!$D$1,IF($CA$1,BX13,366-BX13),BY13)","v":385.7},{"$f":"IF(BZ13=SUMIF(CIV!$AQ$51:$AQ$90,CB12,CIV!$BK$51:$BK$90),CB12+1,CB12)","v":1},794.4,{"$f":"SUMIF(CIV!$AQ$51:$AQ$90,CB13,CIV!$BJ$51:$BJ$90)","v":803.6}]
[13,"2008-01-13",7,"Sunday",588.70000000000005,563.1,552.9,542.1,544.1,560.20000000000005,483.5,439.5,409.5,404.2,404.3,387.5,452.4,430.6,432.6,429,426.5,461.7,638.6,671.7,673.6,673.7,650.1,588.5,12408.600000000004,640.86800000000005,"s1","d1","s1d1",null,null,0,0,{"$f":"1-AL13","v":0},0,0,{"$f":"1-AO13","v":0},"s1","d2","s1d2","pre-winter weekend",0,0,0,0,0,0,0,0,0,0,0,0,0,0,0,0,0,0,0,0,0,0,0,0,null,null,null,null,null,null,1,12,12,{"$f":"OFFSET(CIV!$D$1,IF($CA$1,BX14,366-BX14),BY14)","v":383},{"$f":"IF(BZ14=SUMIF(CIV!$AQ$51:$AQ$90,CB13,CIV!$BK$51:$BK$90),CB13+1,CB13)","v":1},793.9,{"$f":"SUMIF(CIV!$AQ$51:$AQ$90,CB14,CIV!$BJ$51:$BJ$90)","v":803.6}]
[14,"2008-01-14",1,"Monday",573.9,553.6,547.6,553.29999999999995,551.9,584.5,524.79999999999995,524.4,554.20000000000005,567.79999999999995,570.4,557.20000000000005,565.5,573.5,590.9,594.29999999999995,573.20000000000005,562.6,738.7,747.6,735.6,732.3,688.2,644.20000000000005,14410.2,650.65120000000002,"s1","d1","s1d1",null,null,122,0.33424657534246577,{"$f":"AJ15/(AJ15+AJ16)","v":1},1606.7880030000001,0.31901759043189193,{"$f":"AM15/(AM15+AM16)","v":1},"s2","d1","s2d1","winter weekday",69.045979999999957,66.850300000000018,65.317099999999996,64.533249999999995,65.221000000000032,65.006500000000003,57.383000000000017,59.482632999999979,61.280590000000018,61.738999999999983,61.950749999999992,61.389399999999974,59.956600000000009,60.925300000000007,62.372190000000003,61.812230000000028,60.875550000000004,59.831229999999969,80.379300000000001,84.971799999999988,84.246499999999983,82.221999999999966,77.660699999999977,72.335099999999954,null,null,null,null,null,null,1,13,13,{"$f":"OFFSET(CIV!$D$1,IF($CA$1,BX15,366-BX15),BY15)","v":386.9},{"$f":"IF(BZ15=SUMIF(CIV!$AQ$51:$AQ$90,CB14,CIV!$BK$51:$BK$90),CB14+1,CB14)","v":1},792,{"$f":"SUMIF(CIV!$AQ$51:$AQ$90,CB15,CIV!$BJ$51:$BJ$90)","v":803.6}]
[15,"2008-01-15",2,"Tuesday",611.1,593.20000000000005,580,580,593.1,590.29999999999995,541.70000000000005,554.1,557.5,572.9,572.29999999999995,556.79999999999995,562.4,579.70000000000005,588.29999999999995,587.20000000000005,570.70000000000005,554.9,702.6,697.5,695.4,687.6,680.2,642.20000000000005,14451.700000000003,655.84608000000003,"s1","d1","s1d1",null,null,0,0,{"$f":"1-AL15","v":0},0,0,{"$f":"1-AO15","v":0},"s2","d2","s2d2","winter weekend",0,0,0,0,0,0,0,0,0,0,0,0,0,0,0,0,0,0,0,0,0,0,0,0,null,null,null,null,null,null,1,14,14,{"$f":"OFFSET(CIV!$D$1,IF($CA$1,BX16,366-BX16),BY16)","v":390.9},{"$f":"IF(BZ16=SUMIF(CIV!$AQ$51:$AQ$90,CB15,CIV!$BK$51:$BK$90),CB15+1,CB15)","v":1},791.7,{"$f":"SUMIF(CIV!$AQ$51:$AQ$90,CB16,CIV!$BJ$51:$BJ$90)","v":803.6}]
[16,"2008-01-16",3,"Wednesday",618.6,601.5,584.4,575.5,579,605.79999999999995,542.4,548.79999999999995,581.70000000000005,571.4,577,562.4,545.82000000000005,563.79999999999995,578.5,572.9,564.20000000000005,537.70000000000005,708.4,712.3,716.4,691.4,660.9,615,14415.819999999998,661.10147200000006,"s1","d1","s1d1",null,null,117,0.32054794520547947,{"$f":"AJ17/(AJ17+AJ18)","v":1},1652.8786399999999,0.32816859475216192,{"$f":"AM17/(AM17+AM18)","v":1},"s3","d1","s3d1","post-winter weekday",71.70259999999999,69.21410000000003,68.034900000000022,67.824600000000018,68.6524,67.816500000000019,59.286629999999995,60.436900000000016,62.728900000000017,63.167199999999994,63.703399999999988,63.394400000000019,62.729800000000004,64,65.015600000000006,64.281199999999998,62.847799999999985,65.371200000000016,85.896449999999987,86.840399999999988,85.950199999999981,84.147600000000011,79.829159999999945,74.872099999999989,null,null,null,null,null,null,1,15,15,{"$f":"OFFSET(CIV!$D$1,IF($CA$1,BX17,366-BX17),BY17)","v":388.9},{"$f":"IF(BZ17=SUMIF(CIV!$AQ$51:$AQ$90,CB16,CIV!$BK$51:$BK$90),CB16+1,CB16)","v":1},791.6,{"$f":"SUMIF(CIV!$AQ$51:$AQ$90,CB17,CIV!$BJ$51:$BJ$90)","v":803.6}]
[17,"2008-01-17",4,"Thursday",580,560.4,549.4,548.1,552.6,587,528.29999999999995,519.5,537.6,541.1,551.20000000000005,544.29999999999995,523.21,534.6,549.70000000000005,558.4,546.4,538.1,712.4,731.7,719.7,711.4,673.5,630.1,14028.710000000003,666.23132480000004,"s1","d1","s1d1",null,null,0,0,{"$f":"1-AL17","v":0},0,0,{"$f":"1-AO17","v":0},"s3","d2","s3d2","post-winter weekend",0,0,0,0,0,0,0,0,0,0,0,0,0,0,0,0,0,0,0,0,0,0,0,0,null,null,null,null,null,null,1,16,16,{"$f":"OFFSET(CIV!$D$1,IF($CA$1,BX18,366-BX18),BY18)","v":406.7},{"$f":"IF(BZ18=SUMIF(CIV!$AQ$51:$AQ$90,CB17,CIV!$BK$51:$BK$90),CB17+1,CB17)","v":1},791.1,{"$f":"SUMIF(CIV!$AQ$51:$AQ$90,CB18,CIV!$BJ$51:$BJ$90)","v":803.6}]
[18,"2008-01-18",5,"Friday",596.29999999999995,578.29999999999995,563.29999999999995,554.29999999999995,548.79999999999995,577.1,520.1,518.70000000000005,531.9,523.29999999999995,531.70000000000005,520.9,522,556.79999999999995,571.4,555.5,554,538,719,735.3,728,705.7,668.5,628.70000000000005,14047.6,671.50819232000003,"s1","d1","s1d1",null,"Total",{"$f":"SUM(AJ13:AJ18)","v":365},{"$f":"SUM(AK13:AK18)","v":1},null,{"$f":"SUM(AM13:AM18)","v":5036.6752530000012},{"$f":"SUM(AN13:AN18)","v":1},null,null,null,null,null,null,null,null,null,null,null,null,null,null,null,null,null,null,null,null,null,null,null,null,null,null,null,null,null,null,null,null,null,null,null,1,17,17,{"$f":"OFFSET(CIV!$D$1,IF($CA$1,BX19,366-BX19),BY19)","v":390.1},{"$f":"IF(BZ19=SUMIF(CIV!$AQ$51:$AQ$90,CB18,CIV!$BK$51:$BK$90),CB18+1,CB18)","v":1},790.3,{"$f":"SUMIF(CIV!$AQ$51:$AQ$90,CB19,CIV!$BJ$51:$BJ$90)","v":803.6}]
[19,"2008-01-19",6,"Saturday",597.70000000000005,577,565.1,555.20000000000005,557.79999999999995,570.4,507.6,470,451.2,444.4,453.8,446,460.3,463.5,462,447.1,455,481.3,681.3,699.7,706.9,693.8,659.6,615.4,13022.099999999999,672.48737308800003,"s1","d1","s1d1",null,null,null,null,null,null,null,null,null,null,null,null,null,null,null,null,null,null,null,null,null,null,null,null,null,null,null,null,null,null,null,null,null,null,null,null,null,null,null,null,null,null,1,18,18,{"$f":"OFFSET(CIV!$D$1,IF($CA$1,BX20,366-BX20),BY20)","v":430.1},{"$f":"IF(BZ20=SUMIF(CIV!$AQ$51:$AQ$90,CB19,CIV!$BK$51:$BK$90),CB19+1,CB19)","v":1},789.6,{"$f":"SUMIF(CIV!$AQ$51:$AQ$90,CB20,CIV!$BJ$51:$BJ$90)","v":803.6}]
[20,"2008-01-20",7,"Sunday",593.79999999999995,561.5,548.6,539.9,538,555,480.1,442.2,360.7,339,343.5,342.2,367.3,400.7,423.7,430.6,442.3,460.7,624.70000000000005,674.8,677.2,669.6,629.70000000000005,583.70000000000005,12029.500000000002,667.70863577920011,"s1","d1","s1d1",null,null,null,null,null,null,null,null,null,"max blocks","Characterization",null,0,{"$f":"AT21+1","v":1},{"$f":"AU21+1","v":2},3,4,5,6,7,8,9,10,11,12,13,14,15,16,17,18,19,20,21,22,23,null,null,null,null,null,null,1,19,19,{"$f":"OFFSET(CIV!$D$1,IF($CA$1,BX21,366-BX21),BY21)","v":611.6},{"$f":"IF(BZ21=SUMIF(CIV!$AQ$51:$AQ$90,CB20,CIV!$BK$51:$BK$90),CB20+1,CB20)","v":1},789.6,{"$f":"SUMIF(CIV!$AQ$51:$AQ$90,CB21,CIV!$BJ$51:$BJ$90)","v":803.6}]
[21,"2008-01-21",1,"Monday",544.5,528.70000000000005,523.4,514.70000000000005,523.70000000000005,564.9,508.4,505.2,526.1,540.29999999999995,546.9,549.29999999999995,549.20000000000005,554.20000000000005,561.79999999999995,559.5,542.9,544.1,707.2,732.4,748.7,714.7,665.8,617.4,13874,671.65777220128018,"s1","d1","s1d1",null,null,null,null,null,null,null,null,1,{"$f":"MAX(AT22:BQ22)","v":3},{"$f":"AR13","v":"s1d1"},{"$f":"AP22","v":1},1,1,1,1,1,1,2,2,2,2,2,2,2,2,2,2,2,2,3,3,3,3,3,1,null,null,null,null,null,null,1,20,20,{"$f":"OFFSET(CIV!$D$1,IF($CA$1,BX22,366-BX22),BY22)","v":632},{"$f":"IF(BZ22=SUMIF(CIV!$AQ$51:$AQ$90,CB21,CIV!$BK$51:$BK$90),CB21+1,CB21)","v":1},788.8,{"$f":"SUMIF(CIV!$AQ$51:$AQ$90,CB22,CIV!$BJ$51:$BJ$90)","v":803.6}]
[22,"2008-01-22",2,"Tuesday",584.6,564,558.4,550.4,546.4,577.1,552.4,523.29999999999995,538.4,544.4,546.6,547,538.70000000000005,560.9,565.79999999999995,571.9,566,571.1,727.2,745.6,743.9,719.4,657.7,615.70000000000005,14216.900000000001,677.2119949811522,"s1","d1","s1d1",null,null,null,null,null,null,null,null,{"$f":"AP22+1","v":2},3,"s1d2",2,1,1,1,1,1,1,2,2,2,2,2,2,2,2,2,2,2,2,3,3,3,3,3,1,null,null,null,null,null,null,1,21,21,{"$f":"OFFSET(CIV!$D$1,IF($CA$1,BX23,366-BX23),BY23)","v":624.1},{"$f":"IF(BZ23=SUMIF(CIV!$AQ$51:$AQ$90,CB22,CIV!$BK$51:$BK$90),CB22+1,CB22)","v":1},788,{"$f":"SUMIF(CIV!$AQ$51:$AQ$90,CB23,CIV!$BJ$51:$BJ$90)","v":803.6}]
[23,"2008-01-23",3,"Wednesday",579.5,553,553.6,543.29999999999995,550,576.79999999999995,488.7,517.6,525.6,537.6,524.9,524.1,525,541.6,563.4,573.1,544.79999999999995,563.29999999999995,736,727.8,722.7,699.1,652.79999999999995,597,13921.3,683.09079548303703,"s1","d1","s1d1",null,null,null,null,null,null,null,null,{"$f":"AP23+1","v":3},3,"s2d1",3,1,1,1,1,1,1,2,2,2,2,2,2,2,2,2,2,2,2,3,3,3,3,3,1,null,null,null,null,null,null,1,22,22,{"$f":"OFFSET(CIV!$D$1,IF($CA$1,BX24,366-BX24),BY24)","v":614.29999999999995},{"$f":"IF(BZ24=SUMIF(CIV!$AQ$51:$AQ$90,CB23,CIV!$BK$51:$BK$90),CB23+1,CB23)","v":1},787.8,{"$f":"SUMIF(CIV!$AQ$51:$AQ$90,CB24,CIV!$BJ$51:$BJ$90)","v":803.6}]
[24,"2008-01-24",4,"Thursday",568.4,549.4,538.5,538.29999999999995,547,564.29999999999995,511.2,496.4,524.1,529.20000000000005,527.29999999999995,516.9,538.5,537.6,508.6,553.20000000000005,545.5,580.4,709.6,718.5,715.4,701.1,636.4,582.1,13737.9,685.74171593473341,"s1","d1","s1d1",null,null,null,null,null,null,null,null,{"$f":"AP24+1","v":4},3,"s2d2",4,1,1,1,1,1,1,2,2,2,2,2,2,2,2,2,2,2,2,3,3,3,3,3,1,null,null,null,null,null,null,1,23,23,{"$f":"OFFSET(CIV!$D$1,IF($CA$1,BX25,366-BX25),BY25)","v":595.20000000000005},{"$f":"IF(BZ25=SUMIF(CIV!$AQ$51:$AQ$90,CB24,CIV!$BK$51:$BK$90),CB24+1,CB24)","v":1},787.7,{"$f":"SUMIF(CIV!$AQ$51:$AQ$90,CB25,CIV!$BJ$51:$BJ$90)","v":803.6}]
[25,"2008-01-25",5,"Friday",558.29999999999995,542.5,525.79999999999995,511.7,515.1,546.20000000000005,499.4,490.1,522.70000000000005,526.29999999999995,497.3,527.1,538,527.1,528.1,522.29999999999995,516.1,534.70000000000005,689.8,703.8,699.4,681.7,648.5,605.4,13457.4,686.14754434126007,"s1","d1","s1d1",null,null,null,null,null,null,null,null,{"$f":"AP25+1","v":5},4,"s3d1",5,1,1,1,1,1,1,2,2,2,2,2,2,2,2,2,2,2,2,3,4,3,3,3,1,null,null,null,null,null,null,1,24,24,{"$f":"OFFSET(CIV!$D$1,IF($CA$1,BX26,366-BX26),BY26)","v":551.79999999999995},{"$f":"IF(BZ26=SUMIF(CIV!$AQ$51:$AQ$90,CB25,CIV!$BK$51:$BK$90),CB25+1,CB25)","v":1},787.5,{"$f":"SUMIF(CIV!$AQ$51:$AQ$90,CB26,CIV!$BJ$51:$BJ$90)","v":803.6}]
[26,"2008-01-26",6,"Saturday",575,556.9,544.6,533.20000000000005,538.79999999999995,559.29999999999995,496.8,473.8,464.3,461.7,472.6,473,462.7,462.1,470.5,450.2,461.4,494.3,674.8,703.4,696.7,667.6,675.2,597.6,12966.500000000002,685.01278990713411,"s1","d1","s1d1",null,null,null,null,null,null,null,null,{"$f":"AP26+1","v":6},4,"s3d2",6,1,1,1,1,1,1,2,2,2,2,2,2,2,2,2,2,2,2,3,4,3,3,3,1,null,null,null,null,null,null,2,{"$f":"BY3","v":1},25,{"$f":"OFFSET(CIV!$D$1,IF($CA$1,BX27,366-BX27),BY27)","v":527},{"$f":"IF(BZ27=SUMIF(CIV!$AQ$51:$AQ$90,CB26,CIV!$BK$51:$BK$90),CB26+1,CB26)","v":1},787.1,{"$f":"SUMIF(CIV!$AQ$51:$AQ$90,CB27,CIV!$BJ$51:$BJ$90)","v":803.6}]
[27,"2008-01-27",7,"Sunday",545.70000000000005,545.79999999999995,524.4,520.4,520.70000000000005,529.4,467.4,435.4,406.8,392.9,396.1,403.6,405.1,416.2,409.6,416.7,427.2,470,641,672.3,681,655.29999999999995,607.20000000000005,562.29999999999995,12052.5,680.61151091642068,"s1","d1","s1d1",null,null,null,null,null,null,null,null,"Total blcks",{"$f":"AQ26+AQ24+AQ22","v":10},null,null,null,null,null,null,null,null,null,null,null,null,null,null,null,null,null,null,null,null,null,null,null,null,null,null,null,null,null,null,null,null,2,2,26,{"$f":"OFFSET(CIV!$D$1,IF($CA$1,BX28,366-BX28),BY28)","v":508.7},{"$f":"IF(BZ28=SUMIF(CIV!$AQ$51:$AQ$90,CB27,CIV!$BK$51:$BK$90),CB27+1,CB27)","v":1},786.8,{"$f":"SUMIF(CIV!$AQ$51:$AQ$90,CB28,CIV!$BJ$51:$BJ$90)","v":803.6}]
[28,"2008-01-28",1,"Monday",532.4,513.5,500.9,502.2,509.4,547,506,500.8,485.9,510.9,512,512.20000000000005,509,510.2,510.7,535.4,542.1,537.29999999999995,706,711,707.3,684.5,616.1,572.9,13275.699999999997,683.15035982477866,"s1","d1","s1d1",null,null,null,null,null,null,null,null,null,null,null,null,null,null,null,null,null,null,null,null,null,null,null,null,null,null,null,null,null,null,null,null,null,null,null,null,null,null,null,null,null,null,2,3,27,{"$f":"OFFSET(CIV!$D$1,IF($CA$1,BX29,366-BX29),BY29)","v":480.2},{"$f":"IF(BZ29=SUMIF(CIV!$AQ$51:$AQ$90,CB28,CIV!$BK$51:$BK$90),CB28+1,CB28)","v":1},786.6,{"$f":"SUMIF(CIV!$AQ$51:$AQ$90,CB29,CIV!$BJ$51:$BJ$90)","v":803.6}]
[29,"2008-01-29",2,"Tuesday",542.6,519.20000000000005,519.4,504.5,512.1,548.5,513.6,495.1,516.9,524,528.79999999999995,519.70000000000005,525.1,515.1,529.1,517.20000000000005,517,526.29999999999995,688.3,695.2,697.8,683.3,606.6,567.9,13313.3,683.66532384230084,"s1","d1","s1d1",null,null,null,null,null,null,null,null,"select day",5,{"$f":"VLOOKUP(AQ30,$AP$22:$AR$27,3,FALSE)","v":"s3d1"},"avg pwr",{"$f":"SUMIF($AR$13:$AR$18,$AR30,AT$13:AT$18)/SUMIF($AR$13:$AR$18,$AR30,$AK$13:$AK$18)/8.76*24","v":612.84273504273494},591.57350427350457,581.49487179487198,579.69743589743598,586.77264957264958,579.62820512820531,506.72333333333324,516.55470085470097,536.14444444444462,539.89059829059829,544.4735042735042,541.8324786324788,536.1521367521367,547.008547008547,555.68888888888887,549.41196581196573,537.1606837606837,558.72820512820522,734.15769230769217,742.22564102564093,734.61709401709379,719.21025641025653,682.30051282051238,639.93247863247848,null,null,null,null,null,null,2,4,28,{"$f":"OFFSET(CIV!$D$1,IF($CA$1,BX30,366-BX30),BY30)","v":489.1},{"$f":"IF(BZ30=SUMIF(CIV!$AQ$51:$AQ$90,CB29,CIV!$BK$51:$BK$90),CB29+1,CB29)","v":1},785.8,{"$f":"SUMIF(CIV!$AQ$51:$AQ$90,CB30,CIV!$BJ$51:$BJ$90)","v":803.6}]
[30,"2008-01-30",3,"Wednesday",530.29999999999995,521.79999999999995,508.4,501.3,509.6,538.1,501.1,501.6,516.29999999999995,511.5,510.8,490.3,508.9,521,536,543.6,544.70000000000005,529.1,689,719.9,712.3,684.9,653.6,584.1,13368.2,684.19879145807079,"s1","d1","s1d1",null,null,null,null,null,null,null,null,null,null,{"$f":"VLOOKUP(AR30,AR13:AS18,2,FALSE)","v":"post-winter weekday"},"day with peak",{"$f":"OFFSET($E$1,$AP$5,AT$12)","v":653.5},{"$f":"OFFSET($E$1,$AP$5,AU$12)","v":623.1},606.6,606.29999999999995,636.79999999999995,641.9,565,610.5,621.9,632.4,604.5,608.9,604.6,620.20000000000005,625.20000000000005,617.5,595,592,776.1,803.6,766.2,776.8,727.9,712.7,null,null,null,null,null,null,2,5,29,{"$f":"OFFSET(CIV!$D$1,IF($CA$1,BX31,366-BX31),BY31)","v":496.5},{"$f":"IF(BZ31=SUMIF(CIV!$AQ$51:$AQ$90,CB30,CIV!$BK$51:$BK$90),CB30+1,CB30)","v":1},785.8,{"$f":"SUMIF(CIV!$AQ$51:$AQ$90,CB31,CIV!$BJ$51:$BJ$90)","v":803.6}]
[31,"2008-01-31",4,"Thursday",538.29999999999995,531.6,517.1,519.6,527.70000000000005,557.4,521.4,501.7,526.5,529.4,521.4,508.1,535.70000000000005,536.4,543.1,530.1,539.70000000000005,543.79999999999995,706.9,735.3,720.1,700.6,655.29999999999995,603.4,13650.599999999999,686.46891231226368,"s1","d1","s1d1",null,null,null,null,null,null,null,null,null,null,null,"blck avg w/o corr",{"$f":"SUMIF($AR$51:$AR$90,$AR30&\"b\"&SUMIF($AR$22:$AR$27,$AR30,AT$22:AT$27),$BB$51:$BB$90)","v":595.99169719169731},595.99169719169731,595.99169719169731,595.99169719169731,595.99169719169731,595.99169719169731,539.14745726495732,539.14745726495732,539.14745726495732,539.14745726495732,539.14745726495732,539.14745726495732,539.14745726495732,539.14745726495732,539.14745726495732,539.14745726495732,539.14745726495732,539.14745726495732,717.57138888888869,742.22564102564093,717.57138888888869,717.57138888888869,717.57138888888869,595.99169719169731,null,null,null,null,null,null,2,6,30,{"$f":"OFFSET(CIV!$D$1,IF($CA$1,BX32,366-BX32),BY32)","v":507.1},{"$f":"IF(BZ32=SUMIF(CIV!$AQ$51:$AQ$90,CB31,CIV!$BK$51:$BK$90),CB31+1,CB31)","v":1},785.7,{"$f":"SUMIF(CIV!$AQ$51:$AQ$90,CB32,CIV!$BJ$51:$BJ$90)","v":803.6}]
[32,"2008-02-01",5,"Friday",559.70000000000005,553.29999999999995,551.9,530.5,548.1,573,514.29999999999995,525.6,526,532.4,540.5,536.9,532.29999999999995,551.5,558.6,561.20000000000005,546.70000000000005,541.4,677.2,736.5,724.5,713,700.1,648.20000000000005,13983.400000000003,685.54202108103732,"s1","d1","s1d1",null,null,null,null,null,null,null,null,null,null,null,"blck avg w corr",{"$f":"SUMIF($AR$51:$AR$90,$AR30&\"b\"&SUMIF($AR$22:$AR$27,$AR30,AT$22:AT$27),$BH$51:$BH$90)","v":595.12967190092411},595.12967190092411,595.12967190092411,595.12967190092411,595.12967190092411,595.12967190092411,538.36764985185346,538.36764985185346,538.36764985185346,538.36764985185346,538.36764985185346,538.36764985185346,538.36764985185346,538.36764985185346,538.36764985185346,538.36764985185346,538.36764985185346,538.36764985185346,716.53351422037883,803.6,716.53351422037883,716.53351422037883,716.53351422037883,595.12967190092411,null,null,null,null,null,null,2,7,31,{"$f":"OFFSET(CIV!$D$1,IF($CA$1,BX33,366-BX33),BY33)","v":443.4},{"$f":"IF(BZ33=SUMIF(CIV!$AQ$51:$AQ$90,CB32,CIV!$BK$51:$BK$90),CB32+1,CB32)","v":1},785.7,{"$f":"SUMIF(CIV!$AQ$51:$AQ$90,CB33,CIV!$BJ$51:$BJ$90)","v":803.6}]
[33,"2008-02-02",6,"Saturday",596.9,586.6,562.6,551.5,560.6,577.79999999999995,510.2,486.1,486,479.2,490.8,479.2,488.4,486.9,471.6,475.6,476.7,479.2,685.3,725.6,720.7,711.7,681.3,641.70000000000005,13412.200000000003,685.51781897293358,"s1","d1","s1d1",null,null,null,null,null,null,null,null,null,null,null,null,null,null,null,null,null,null,null,null,null,null,null,null,null,null,null,null,null,null,null,null,null,null,null,null,null,null,null,null,null,null,2,8,32,{"$f":"OFFSET(CIV!$D$1,IF($CA$1,BX34,366-BX34),BY34)","v":471.8},{"$f":"IF(BZ34=SUMIF(CIV!$AQ$51:$AQ$90,CB33,CIV!$BK$51:$BK$90),CB33+1,CB33)","v":1},785.7,{"$f":"SUMIF(CIV!$AQ$51:$AQ$90,CB34,CIV!$BJ$51:$BJ$90)","v":803.6}]
[34,"2008-02-03",7,"Sunday",606.4,583.20000000000005,577.1,569.4,565.5,582.1,497.4,453.9,429.6,414.7,417.7,424.9,430.5,431.2,446.6,443.8,444.8,475.5,663.2,699,698.5,697.1,680.4,643.4,12875.9,683.28603707564025,"s1","d1","s1d1",null,null,null,null,null,null,null,null,null,null,null,null,null,null,null,null,null,null,null,null,null,null,null,null,null,null,null,null,null,null,null,null,null,null,null,null,null,null,null,null,null,null,2,9,33,{"$f":"OFFSET(CIV!$D$1,IF($CA$1,BX35,366-BX35),BY35)","v":498.3},{"$f":"IF(BZ35=SUMIF(CIV!$AQ$51:$AQ$90,CB34,CIV!$BK$51:$BK$90),CB34+1,CB34)","v":1},785.2,{"$f":"SUMIF(CIV!$AQ$51:$AQ$90,CB35,CIV!$BJ$51:$BJ$90)","v":803.6}]
[35,"2008-02-04",1,"Monday",594.4,578.79999999999995,563.4,556.29999999999995,556.4,582.9,529.9,537.5,562.29999999999995,572.1,570.79999999999995,577.70000000000005,573.4,589.5,601.5,605,582.29999999999995,549,731.4,757,760.2,744.3,729.3,657.5,14662.9,688.09743336807628,"s1","d1","s1d1",null,null,null,null,null,null,null,null,null,null,null,null,null,null,null,null,null,null,null,null,null,null,null,null,null,null,null,null,null,null,null,null,null,null,null,null,null,null,null,null,null,null,2,10,34,{"$f":"OFFSET(CIV!$D$1,IF($CA$1,BX36,366-BX36),BY36)","v":508.3},{"$f":"IF(BZ36=SUMIF(CIV!$AQ$51:$AQ$90,CB35,CIV!$BK$51:$BK$90),CB35+1,CB35)","v":1},785.2,{"$f":"SUMIF(CIV!$AQ$51:$AQ$90,CB36,CIV!$BJ$51:$BJ$90)","v":803.6}]
[36,"2008-02-05",2,"Tuesday",630,613.1,606.79999999999995,593.79999999999995,606.29999999999995,632.6,563.5,574.20000000000005,590.9,607.20000000000005,606.87,599.20000000000005,593.9,606.70000000000005,612,606,590.4,574.20000000000005,736.5,761.3,765.9,750.7,714.6,681,15217.67,692.93769003126863,"s1","d1","s1d1",null,null,null,null,null,null,null,null,null,null,null,null,null,null,null,null,null,null,null,null,null,null,null,null,null,null,null,null,null,null,null,null,null,null,null,null,null,null,null,null,null,null,2,11,35,{"$f":"OFFSET(CIV!$D$1,IF($CA$1,BX37,366-BX37),BY37)","v":505.8},{"$f":"IF(BZ37=SUMIF(CIV!$AQ$51:$AQ$90,CB36,CIV!$BK$51:$BK$90),CB36+1,CB36)","v":1},785.2,{"$f":"SUMIF(CIV!$AQ$51:$AQ$90,CB37,CIV!$BJ$51:$BJ$90)","v":803.6}]
[37,"2008-02-06",3,"Wednesday",647.29999999999995,618.1,602.4,591.29999999999995,598.79999999999995,626.70000000000005,551.1,556,562.1,591.1,597.6,590.79999999999995,562.79999999999995,607,622.5,618.20000000000005,593.20000000000005,565.1,734.3,757.5,756.2,760.1,737.8,693.8,15141.800000000003,697.07392102814174,"s1","d1","s1d1",null,null,null,null,null,null,null,null,null,null,null,null,null,null,null,null,null,null,null,null,null,null,null,null,null,null,null,null,null,null,null,null,null,null,null,null,null,null,null,null,null,null,2,12,36,{"$f":"OFFSET(CIV!$D$1,IF($CA$1,BX38,366-BX38),BY38)","v":506.3},{"$f":"IF(BZ38=SUMIF(CIV!$AQ$51:$AQ$90,CB37,CIV!$BK$51:$BK$90),CB37+1,CB37)","v":1},784.6,{"$f":"SUMIF(CIV!$AQ$51:$AQ$90,CB38,CIV!$BJ$51:$BJ$90)","v":803.6}]
[38,"2008-02-07",4,"Thursday",646.20000000000005,626.1,613.70000000000005,607.1,609.6,634.70000000000005,566.6,556.1,584.20000000000005,595,605.29999999999995,605.29999999999995,600,630.5,621.5,593.79999999999995,591.5,568.70000000000005,705.8,755.9,754,742.4,723.8,679.4,15217.199999999999,697.94652892532758,"s1","d1","s1d1",null,null,null,null,null,null,null,null,null,null,null,null,null,null,null,null,null,null,null,null,null,null,null,null,null,null,null,null,null,null,null,null,null,null,null,null,null,null,null,null,null,null,2,13,37,{"$f":"OFFSET(CIV!$D$1,IF($CA$1,BX39,366-BX39),BY39)","v":504.5},{"$f":"IF(BZ39=SUMIF(CIV!$AQ$51:$AQ$90,CB38,CIV!$BK$51:$BK$90),CB38+1,CB38)","v":1},783.1,{"$f":"SUMIF(CIV!$AQ$51:$AQ$90,CB39,CIV!$BJ$51:$BJ$90)","v":803.6}]
[39,"2008-02-08",5,"Friday",645.5,632.29999999999995,606.6,596.9,606.29999999999995,629.9,555.6,557,584.9,586.1,596.5,587.5,551.5,580.6,601.1,593.5,600.29999999999995,587.1,720.2,723.9,721.8,704.7,694.8,659.5,14924.1,700.17187603279478,"s1","d1","s1d1",null,null,null,null,null,null,null,null,null,null,null,null,null,null,null,null,null,null,null,null,null,null,null,null,null,null,null,null,null,null,null,null,null,null,null,null,null,null,null,null,null,null,2,14,38,{"$f":"OFFSET(CIV!$D$1,IF($CA$1,BX40,366-BX40),BY40)","v":507.6},{"$f":"IF(BZ40=SUMIF(CIV!$AQ$51:$AQ$90,CB39,CIV!$BK$51:$BK$90),CB39+1,CB39)","v":1},782.7,{"$f":"SUMIF(CIV!$AQ$51:$AQ$90,CB40,CIV!$BJ$51:$BJ$90)","v":803.6}]
[40,"2008-02-09",6,"Saturday",623.5,596.9,582,552.5,562.1,580.29999999999995,518.4,484.6,480,487.4,488.9,489.2,491.3,489.8,491.9,482.8,483,499.2,682.3,705.5,704.7,696.9,670.8,636.9,13480.899999999998,698.38468842951534,"s1","d1","s1d1",null,null,null,null,null,null,null,null,null,null,null,null,null,null,null,null,null,null,null,null,null,null,null,null,null,null,null,null,null,null,null,null,null,null,null,null,null,null,null,null,null,null,2,15,39,{"$f":"OFFSET(CIV!$D$1,IF($CA$1,BX41,366-BX41),BY41)","v":521.6},{"$f":"IF(BZ41=SUMIF(CIV!$AQ$51:$AQ$90,CB40,CIV!$BK$51:$BK$90),CB40+1,CB40)","v":1},782.1,{"$f":"SUMIF(CIV!$AQ$51:$AQ$90,CB41,CIV!$BJ$51:$BJ$90)","v":803.6}]
[41,"2008-02-10",7,"Sunday",610.70000000000005,587.5,570.1,562.6,554.5,567.20000000000005,471.7,424.7,400.8,441.9,398.9,424.2,431.5,447.9,456.3,453.6,462.7,481.5,646.79999999999995,698.9,695.9,709.9,667.9,626.29999999999995,12793.999999999996,693.22621958656373,"s1","d1","s1d1",null,null,null,null,null,null,null,null,null,null,null,null,null,null,null,null,null,null,null,null,null,null,null,null,null,null,null,null,null,null,null,null,null,null,null,null,null,null,null,null,null,null,2,16,40,{"$f":"OFFSET(CIV!$D$1,IF($CA$1,BX42,366-BX42),BY42)","v":526},{"$f":"IF(BZ42=SUMIF(CIV!$AQ$51:$AQ$90,CB41,CIV!$BK$51:$BK$90),CB41+1,CB41)","v":1},781.8,{"$f":"SUMIF(CIV!$AQ$51:$AQ$90,CB42,CIV!$BJ$51:$BJ$90)","v":803.6}]
[42,"2008-02-11",1,"Monday",599,586.6,561.9,565.70000000000005,562.4,589.70000000000005,524.20000000000005,545.1,578.20000000000005,580.29999999999995,593,593.6,590.6,601.9,610.6,620,592.5,560.79999999999995,694.5,758.5,741.6,739.7,707.7,660,14758.100000000002,693.35359762790745,"s1","d1","s1d1",null,null,null,null,null,null,null,null,null,null,null,null,null,null,null,null,null,null,null,null,null,null,null,null,null,null,null,null,null,null,null,null,null,null,null,null,null,null,null,null,null,null,2,17,41,{"$f":"OFFSET(CIV!$D$1,IF($CA$1,BX43,366-BX43),BY43)","v":514.4},{"$f":"IF(BZ43=SUMIF(CIV!$AQ$51:$AQ$90,CB42,CIV!$BK$51:$BK$90),CB42+1,CB42)","v":1},781.8,{"$f":"SUMIF(CIV!$AQ$51:$AQ$90,CB43,CIV!$BJ$51:$BJ$90)","v":803.6}]
[43,"2008-02-12",2,"Tuesday",637.79999999999995,618.5,608,587.5,600.6,621.79999999999995,552.20000000000005,561.20000000000005,593.5,598.29999999999995,593.9,595.20000000000005,589,594.4,623.20000000000005,614.5,594.4,560.70000000000005,711.6,749.9,748,748.4,701.6,659.4,15063.6,695.17823786511667,"s1","d1","s1d1",null,null,null,null,null,null,null,null,null,null,null,null,null,null,null,null,null,null,null,null,null,null,null,null,null,null,null,null,null,null,null,null,null,null,null,null,null,null,null,null,null,null,2,18,42,{"$f":"OFFSET(CIV!$D$1,IF($CA$1,BX44,366-BX44),BY44)","v":522.1},{"$f":"IF(BZ44=SUMIF(CIV!$AQ$51:$AQ$90,CB43,CIV!$BK$51:$BK$90),CB43+1,CB43)","v":1},781.4,{"$f":"SUMIF(CIV!$AQ$51:$AQ$90,CB44,CIV!$BJ$51:$BJ$90)","v":803.6}]
[44,"2008-02-13",3,"Wednesday",636.5,615.9,603.6,599.9,598.20000000000005,618.6,550.6,563.6,587.20000000000005,593.4,607.9,599.79999999999995,594.6,610.20000000000005,620.5,606.29999999999995,588.1,562.29999999999995,717.4,741,747.9,742.1,714.4,674.1,15094.099999999999,697.40041407860508,"s1","d1","s1d1",null,null,null,null,null,null,null,null,null,null,null,null,null,null,null,null,null,null,null,null,null,null,null,null,null,null,null,null,null,null,null,null,null,null,null,null,null,null,null,null,null,null,2,19,43,{"$f":"OFFSET(CIV!$D$1,IF($CA$1,BX45,366-BX45),BY45)","v":684.6},{"$f":"IF(BZ45=SUMIF(CIV!$AQ$51:$AQ$90,CB44,CIV!$BK$51:$BK$90),CB44+1,CB44)","v":1},781.3,{"$f":"SUMIF(CIV!$AQ$51:$AQ$90,CB45,CIV!$BJ$51:$BJ$90)","v":803.6}]
[45,"2008-02-14",4,"Thursday",648.70000000000005,621.6,612.4,606.4,608.70000000000005,626.9,559,561.1,597.6,611.6,607.70000000000005,605.79999999999995,562.6,544.1,607,607.20000000000005,585.6,574.5,736.8,766.5,763.3,757,735.6,681.8,15189.500000000002,701.3403726707445,"s1","d1","s1d1",null,null,null,null,null,null,null,null,null,null,null,null,null,null,null,null,null,null,null,null,null,null,null,null,null,null,null,null,null,null,null,null,null,null,null,null,null,null,null,null,null,null,2,20,44,{"$f":"OFFSET(CIV!$D$1,IF($CA$1,BX46,366-BX46),BY46)","v":696},{"$f":"IF(BZ46=SUMIF(CIV!$AQ$51:$AQ$90,CB45,CIV!$BK$51:$BK$90),CB45+1,CB45)","v":1},781.2,{"$f":"SUMIF(CIV!$AQ$51:$AQ$90,CB46,CIV!$BJ$51:$BJ$90)","v":803.6}]
[46,"2008-02-15",5,"Friday",666,638.9,626.1,618.20000000000005,612.9,625.4,562.29999999999995,573.20000000000005,600,608.6,613.4,593.70000000000005,587.4,597.6,608.29999999999995,603.29999999999995,577.20000000000005,546.6,716,750,744.4,745.8,723.4,690.2,15228.899999999998,702.80633540367012,"s1","d1","s1d1",null,null,null,null,null,null,null,null,null,null,null,null,null,null,null,null,null,null,null,null,null,null,null,null,null,null,null,null,null,null,null,null,null,null,null,null,null,null,null,null,null,null,2,21,45,{"$f":"OFFSET(CIV!$D$1,IF($CA$1,BX47,366-BX47),BY47)","v":687.4},{"$f":"IF(BZ47=SUMIF(CIV!$AQ$51:$AQ$90,CB46,CIV!$BK$51:$BK$90),CB46+1,CB46)","v":1},780.8,{"$f":"SUMIF(CIV!$AQ$51:$AQ$90,CB47,CIV!$BJ$51:$BJ$90)","v":803.6}]
[47,"2008-02-16",6,"Saturday",655.7,634.9,620,615.20000000000005,600.6,619.29999999999995,547.20000000000005,502.2,514.20000000000005,514,520.79999999999995,511.2,514.70000000000005,517.1,505.1,497,496.5,503.1,685,721.8,734.7,735.1,712.3,691.3,14168.999999999998,701.02570186330308,"s1","d1","s1d1",null,null,null,null,null,null,null,null,null,null,null,null,null,null,null,null,null,null,null,null,null,null,null,null,null,null,null,null,null,null,null,null,null,null,null,null,null,null,null,null,null,null,2,22,46,{"$f":"OFFSET(CIV!$D$1,IF($CA$1,BX48,366-BX48),BY48)","v":665},{"$f":"IF(BZ48=SUMIF(CIV!$AQ$51:$AQ$90,CB47,CIV!$BK$51:$BK$90),CB47+1,CB47)","v":1},780.4,{"$f":"SUMIF(CIV!$AQ$51:$AQ$90,CB48,CIV!$BJ$51:$BJ$90)","v":803.6}]
[48,"2008-02-17",7,"Sunday",647.1,622.1,607.29999999999995,601.29999999999995,606.4,611.9,501.1,451.2,432.02,423.5,423.2,431.3,436.9,442.6,460.5,449.2,436.7,450.5,646.9,686.8,699.5,701.8,678.5,636.4,13084.719999999998,695.6131316769729,"s1","d1","s1d1",null,null,null,null,null,null,null,null,null,null,null,"week","season","day","block","Peak","Duration","Duration (%)","Duration (N)","Energy","Avg Pwr","Engy sh w p","Engy err","Engy w Cor","share w corr","share (N)","Pwr w Cor","Rank","Ordered Pwr","Cum duration",null,null,null,null,null,null,null,null,null,null,null,null,2,23,47,{"$f":"OFFSET(CIV!$D$1,IF($CA$1,BX49,366-BX49),BY49)","v":630.29999999999995},{"$f":"IF(BZ49=SUMIF(CIV!$AQ$51:$AQ$90,CB48,CIV!$BK$51:$BK$90),CB48+1,CB48)","v":1},780.4,{"$f":"SUMIF(CIV!$AQ$51:$AQ$90,CB49,CIV!$BJ$51:$BJ$90)","v":803.6}]
[49,"2008-02-18",1,"Monday",604.4,590.20000000000005,580.1,564.6,572.79999999999995,589.20000000000005,530.6,544.6,577.70000000000005,571.79999999999995,591.29999999999995,595,590.70000000000005,593.1,612.29999999999995,606.1,585.79999999999995,538.5,700.9,750.1,744.8,741.7,707.7,663.5,14747.5,696.14181850927571,"s1","d1","s1d1",null,null,null,null,null,null,null,null,null,null,null,null,null,null,null,null,"hrs","%",null,"GWh","MW","%",null,"GWh","%",null,"MW",null,"MW",null,null,null,null,null,null,null,null,null,null,null,null,null,2,24,48,{"$f":"OFFSET(CIV!$D$1,IF($CA$1,BX50,366-BX50),BY50)","v":579.5},{"$f":"IF(BZ50=SUMIF(CIV!$AQ$51:$AQ$90,CB49,CIV!$BK$51:$BK$90),CB49+1,CB49)","v":1},779.5,{"$f":"SUMIF(CIV!$AQ$51:$AQ$90,CB50,CIV!$BJ$51:$BJ$90)","v":803.6}]
[50,"2008-02-19",2,"Tuesday",625.5,610.4,599.79999999999995,614.6,604.1,628,551.20000000000005,583.9,585.79999999999995,588.6,594.79999999999995,601.70000000000005,596.20000000000005,615.20000000000005,617.20000000000005,615.5,593.4,573.9,715.1,773.9,762.9,763,739,696.3,15250,698.03763665834811,"s1","d1","s1d1",null,null,null,null,null,null,null,null,null,1,{"$f":"IF(AQ51>$AQ$28,\"\",\"s\"&AT51&\"d\"&AU51&\"b\"&AV51)","v":"s1d1b1"},{"$f":"SUMIF($AR$22:$AR$27,LEFT(AR51,4),$AP$22:$AP$27)","v":1},1,1,1,null,{"$f":"IF(AQ51>$AQ$28,\"\",COUNTIF(OFFSET($AS$21,$AS51,1,1,24),AV51))","v":7},{"$f":"IF(AQ51>$AQ$28,\"\",AX51/24*SUMIF($AR$13:$AR$18,LEFT($AR51,4),$AK$13:$AK$18))","v":0.10068493150684933},{"$f":"IF(AQ51>$AQ$28,\"\",AY51/SUMIF($AR$51:$AR$90,LEFT(AR51,4)&\"*\",$AY$51:$AY$90))","v":0.29166666666666669},{"$f":"IF(AQ51>$AQ$28,\"\",SUMIF(OFFSET($AS$21,$AS51,1,1,24),$AV51,OFFSET($AS$12,$AS51,1,1,24)))","v":523.17825000000005},{"$f":"IF(AQ51>$AQ$28,\"\",BA51/AY51/8.76)","v":593.17261904761904},{"$f":"IF(AQ51>$AQ$28,\"\",BA51/SUMIF($AW$51:$AW$90,\"\",$BA$51:$BA$90))","v":0.10537962481901322},{"$f":"IF(AQ51>$AQ$28,\"\",IF(AW51,$AO$5*AY51*8.76-BA51,0))","v":0},{"$f":"IF(AQ51>$AQ$28,\"\",IF(AW51,BD51+BA51,BA51-BC51*SUM($BD$51:$BD$90)))","v":522.42153999009963},{"$f":"IF(AQ51>$AQ$28,\"\",BE51/$AM$19)","v":0.10372349094354039},{"$f":"IF(AQ51>$AQ$28,\"\",BF51/SUMIF($AR$51:$AR$90,LEFT(AR51,4)&\"*\",$BF$51:$BF$90))","v":0.29441514636217775},{"$f":"IF(AQ51>$AQ$28,\"\",BE51/AY51/8.76)","v":592.31467119058902},{"$f":"IF(AQ51>$AQ$28,\"\",RANK(BH51,$BH$51:$BH$90))","v":6},{"$f":"SUMIF($BI$51:$BI$90,AQ51,$BH$51:$BH$90)","v":803.6},{"$f":"SUMIF($BI$51:$BI$90,AQ51,$AY$51:$AY$90)*8760","v":117},null,null,null,null,null,null,null,null,null,null,null,null,3,1,49,{"$f":"OFFSET(CIV!$D$1,IF($CA$1,BX51,366-BX51),BY51)","v":557.79999999999995},{"$f":"IF(BZ51=SUMIF(CIV!$AQ$51:$AQ$90,CB50,CIV!$BK$51:$BK$90),CB50+1,CB50)","v":1},779.5,{"$f":"SUMIF(CIV!$AQ$51:$AQ$90,CB51,CIV!$BJ$51:$BJ$90)","v":803.6}]
[51,"2008-02-20",3,"Wednesday",665.8,636.20000000000005,617.6,615.20000000000005,619.9,637.79999999999995,565.6,576.9,600.79999999999995,617.29999999999995,610.1,604.70000000000005,581.64,589.5,613.9,618.1,599,577.9,736.8,763.6,751.2,745.8,720.2,679,15344.54,701.91387299251323,"s1","d1","s1d1",null,null,null,null,null,null,null,null,null,{"$f":"AQ51+1","v":2},"s1d1b2",1,{"$f":"IF(AQ52>$AQ$28,\"\",IF(AU52+AV52=2,AT51+1,AT51))","v":1},{"$f":"IF(AQ52>$AQ$28,\"\",IF(AND(AU51=2,AV52=1),1,IF(AV52=1,AU51+1,AU51)))","v":1},{"$f":"IF(AQ52>$AQ$28,\"\",IF(SUMIF($AR$22:$AR$27,\"s\"&AT51&\"d\"&AU51,$AQ$22:$AQ$27)=AV51,1,AV51+1))","v":2},null,{"$f":"IF(AQ52>$AQ$28,\"\",COUNTIF(OFFSET($AS$21,$AS52,1,1,24),AV52))","v":12},0.17260273972602741,{"$f":"IF(AQ52>$AQ$28,\"\",AY52/SUMIF($AR$51:$AR$90,LEFT(AR52,4)&\"*\",$AY$51:$AY$90))","v":0.5},806.60347000000013,533.46790343915359,0.162467707796175,0,805.43682188385731,0.15991438427643592,{"$f":"IF(AQ52>$AQ$28,\"\",BF52/SUMIF($AR$51:$AR$90,LEFT(AR52,4)&\"*\",$BF$51:$BF$90))","v":0.4539108395203556},532.69631076974679,9,716.53351422037883,{"$f":"SUMIF($BI$51:$BI$90,AQ52,$AY$51:$AY$90)*8760+BK51","v":585},null,null,null,null,null,null,null,null,null,null,null,null,3,2,50,{"$f":"OFFSET(CIV!$D$1,IF($CA$1,BX52,366-BX52),BY52)","v":533.4},{"$f":"IF(BZ52=SUMIF(CIV!$AQ$51:$AQ$90,CB51,CIV!$BK$51:$BK$90),CB51+1,CB51)","v":1},778.7,{"$f":"SUMIF(CIV!$AQ$51:$AQ$90,CB52,CIV!$BJ$51:$BJ$90)","v":803.6}]
[52,"2008-02-21",4,"Thursday",646.9,628.20000000000005,617.9,605,615.4,632.6,562.1,563.70000000000005,581.20000000000005,591.29999999999995,588.5,592.6,584,600.4,608.29999999999995,607.4,591.6,557.1,709.4,761.2,763.6,758.7,731.2,683.9,15182.200000000003,702.66248569326194,"s1","d1","s1d1",null,null,null,null,null,null,null,null,null,{"$f":"AQ52+1","v":3},"s1d1b3",1,1,1,3,null,5,7.1917808219178092E-2,0.20833333333333334,447.22689000000003,709.88395238095234,9.0081347757048569E-2,0,446.58003385802618,8.866563981706567E-2,0.25167401411746682,708.85719660004145,3,708.85719660004145,1215,null,null,null,null,null,null,null,null,null,null,null,null,3,3,51,{"$f":"OFFSET(CIV!$D$1,IF($CA$1,BX53,366-BX53),BY53)","v":520.9},{"$f":"IF(BZ53=SUMIF(CIV!$AQ$51:$AQ$90,CB52,CIV!$BK$51:$BK$90),CB52+1,CB52)","v":1},778.6,{"$f":"SUMIF(CIV!$AQ$51:$AQ$90,CB53,CIV!$BJ$51:$BJ$90)","v":803.6}]
[53,"2008-02-22",5,"Friday",643.70000000000005,626.9,615.5,602.9,606.79999999999995,630.20000000000005,559.20000000000005,567.1,584.1,583.5,586.9,586,583.1,609.29999999999995,621.5,623.5,594,567.1,738.4,756.3,757.2,752.9,730.79,701.6,15228.49,706.23623712393578,"s1","d1","s1d1",null,null,null,null,null,null,null,null,null,4,"s2d1b1",3,2,1,1,null,7,9.7488584474885856E-2,0.29166666666666663,468.30922999999996,548.37146370023413,9.43277954629822E-2,0,467.63188096633939,9.2845350846831598E-2,0.29145676288697064,547.57831494887512,7,670.30826138161694,1825,null,null,null,null,null,null,null,null,null,null,null,null,3,4,52,{"$f":"OFFSET(CIV!$D$1,IF($CA$1,BX54,366-BX54),BY54)","v":516.5},{"$f":"IF(BZ54=SUMIF(CIV!$AQ$51:$AQ$90,CB53,CIV!$BK$51:$BK$90),CB53+1,CB53)","v":1},778.4,{"$f":"SUMIF(CIV!$AQ$51:$AQ$90,CB54,CIV!$BJ$51:$BJ$90)","v":803.6}]
[54,"2008-02-23",6,"Saturday",661.6,631.70000000000005,619,599.9,607.9,620.29999999999995,547.79999999999995,515.9,515,519.9,520,520.6,517.4,512.20000000000005,511.8,496.3,499.2,486.6,666.7,734,735,735.7,722.3,671.4,14168.2,702.28261341154223,"s1","d1","s1d1",null,null,null,null,null,null,null,null,null,5,"s2d1b2",3,2,1,2,null,12,0.16712328767123288,0.49999999999999994,728.99847299999999,497.94977663934424,0.14683635181388663,0,727.94407052489487,0.14452868885904618,0.45369922580882011,497.22955636946375,10,595.12967190092411,2644,null,null,null,null,null,null,null,null,null,null,null,null,3,5,53,{"$f":"OFFSET(CIV!$D$1,IF($CA$1,BX55,366-BX55),BY55)","v":517},{"$f":"IF(BZ55=SUMIF(CIV!$AQ$51:$AQ$90,CB54,CIV!$BK$51:$BK$90),CB54+1,CB54)","v":1},778.3,{"$f":"SUMIF(CIV!$AQ$51:$AQ$90,CB55,CIV!$BJ$51:$BJ$90)","v":803.6}]
[55,"2008-02-24",7,"Sunday",641.29999999999995,634.6,610.4,604.29999999999995,609.70000000000005,616.1,531.20000000000005,477.3,437.2,445.8,442.8,447.2,455,456.9,476.3,464.9,461.7,472.6,686.9,713,709.8,723.4,702,654.79999999999995,13475.199999999999,700.744352070388,"s1","d1","s1d1",null,null,null,null,null,null,null,null,null,6,"s2d1b3",3,2,1,3,null,5,6.9634703196347042E-2,0.20833333333333331,409.48029999999989,671.27918032786852,8.2478352998766602E-2,0,408.88803944278635,8.1182132836386436E-2,0.25484401130420931,670.30826138161694,4,592.31467119058902,3526,null,null,null,null,null,null,null,null,null,null,null,null,3,6,54,{"$f":"OFFSET(CIV!$D$1,IF($CA$1,BX56,366-BX56),BY56)","v":535.9},{"$f":"IF(BZ56=SUMIF(CIV!$AQ$51:$AQ$90,CB55,CIV!$BK$51:$BK$90),CB55+1,CB55)","v":1},778.2,{"$f":"SUMIF(CIV!$AQ$51:$AQ$90,CB56,CIV!$BJ$51:$BJ$90)","v":803.6}]
[56,"2008-02-25",1,"Monday",636.5,603.79999999999995,595.9,591,605.79999999999995,628.29999999999995,566.6,567.4,602.79999999999995,642.6,618.6,619,609.4,630,636.9,632.20000000000005,612,575.79999999999995,738.3,764.7,718.7,648.4,644,627.20000000000005,15115.900000000001,704.49991686334931,"s1","d1","s1d1",null,null,null,null,null,null,null,null,null,7,"s3d1b1",5,3,1,1,null,7,9.3493150684931511E-2,0.29166666666666669,488.11720000000008,595.99169719169731,9.8317556977392015E-2,0,487.41120128685685,9.6772409735279147E-2,0.29140263683859152,595.12967190092411,5,547.57831494887512,4380,null,null,null,null,null,null,null,null,null,null,null,null,3,7,55,{"$f":"OFFSET(CIV!$D$1,IF($CA$1,BX57,366-BX57),BY57)","v":480},{"$f":"IF(BZ57=SUMIF(CIV!$AQ$51:$AQ$90,CB56,CIV!$BK$51:$BK$90),CB56+1,CB56)","v":1},778.2,{"$f":"SUMIF(CIV!$AQ$51:$AQ$90,CB57,CIV!$BJ$51:$BJ$90)","v":803.6}]
[57,"2008-02-26",2,"Tuesday",591,586.1,568.9,558.5,562.70000000000005,584.6,519.20000000000005,540.5,550.79999999999995,565,569.1,559.20000000000005,579.70000000000005,593.20000000000005,597,601.29999999999995,588.70000000000005,575.4,689.6,730,736.8,728.2,694.6,662.7,14532.800000000001,703.00992517701445,"s1","d1","s1d1",null,null,null,null,null,null,null,null,null,8,"s3d1b2",5,3,1,2,null,12,0.16027397260273973,0.5,756.96303000000012,539.14745726495732,0.15246902963428519,0,755.86818039200227,0.15007284417270769,0.45190176238684032,538.36764985185346,8,538.36764985185346,5784,null,null,null,null,null,null,null,null,null,null,null,null,3,8,56,{"$f":"OFFSET(CIV!$D$1,IF($CA$1,BX58,366-BX58),BY58)","v":489.7},{"$f":"IF(BZ58=SUMIF(CIV!$AQ$51:$AQ$90,CB57,CIV!$BK$51:$BK$90),CB57+1,CB57)","v":1},778.1,{"$f":"SUMIF(CIV!$AQ$51:$AQ$90,CB58,CIV!$BJ$51:$BJ$90)","v":803.6}]
[58,"2008-02-27",3,"Wednesday",607.9,603.5,582.29999999999995,574.4,576.6,591.6,521.1,538.29999999999995,569.29999999999995,571.1,589.70000000000005,591.20000000000005,581.9,605,612.9,613.4,604.9,566.1,727.7,774.5,757.6,754.2,726.1,680.4,14921.7,705.47893265931305,"s1","d1","s1d1",null,null,null,null,null,null,null,null,null,9,"s3d1b3",5,3,1,3,null,4,5.3424657534246578E-2,0.16666666666666666,335.82340999999991,717.57138888888869,6.7642232740450586E-2,0,335.33768465513731,6.657917531121342E-2,0.20048428366410231,716.53351422037883,2,532.69631076974679,7296,null,null,null,null,null,null,null,null,null,null,null,null,3,9,57,{"$f":"OFFSET(CIV!$D$1,IF($CA$1,BX59,366-BX59),BY59)","v":519.6},{"$f":"IF(BZ59=SUMIF(CIV!$AQ$51:$AQ$90,CB58,CIV!$BK$51:$BK$90),CB58+1,CB58)","v":1},777.5,{"$f":"SUMIF(CIV!$AQ$51:$AQ$90,CB59,CIV!$BJ$51:$BJ$90)","v":803.6}]
[59,"2008-02-28",4,"Thursday",619.70000000000005,626,620.20000000000005,603.29999999999995,608.29999999999995,629.29999999999995,548.6,552.20000000000005,546.70000000000005,555.5,563,546.5,535.1,552.1,552,564.20000000000005,547.9,516.6,695.2,730.9,724.1,712,668.9,632.29999999999995,14450.6,704.45103939338173,"s1","d1","s1d1",null,null,null,null,null,null,null,null,null,10,"s3d1b4",5,3,1,4,1,1,1.3356164383561644E-2,4.1666666666666664E-2,86.840399999999988,742.22564102564093,1.7491569596276287E-2,7.1808000000000192,94.021200000000007,1.866731430500667E-2,5.6211317110465786E-2,803.6,1,497.22955636946375,8760,null,null,null,null,null,null,null,null,null,null,null,null,3,10,58,{"$f":"OFFSET(CIV!$D$1,IF($CA$1,BX60,366-BX60),BY60)","v":528.79999999999995},{"$f":"IF(BZ60=SUMIF(CIV!$AQ$51:$AQ$90,CB59,CIV!$BK$51:$BK$90),CB59+1,CB59)","v":1},777.4,{"$f":"SUMIF(CIV!$AQ$51:$AQ$90,CB60,CIV!$BJ$51:$BJ$90)","v":803.6}]
[60,"2008-02-29",5,"Friday",601.79999999999995,578.5,563.20000000000005,548.4,561.29999999999995,575.6,509.4,515.9,549.9,561,568.79999999999995,569.1,557.70000000000005,587.70000000000005,591.9,582.1,567.4,556.4,722.3,749.5,739.3,726,704.6,666.4,14454.199999999997,706.23593545404356,"s1","d1","s1d1",null,null,null,null,null,null,null,null,null,11,"",0,"","","",null,"","","","","","","","","","","","",0,8760,null,null,null,null,null,null,null,null,null,null,null,null,3,11,59,{"$f":"OFFSET(CIV!$D$1,IF($CA$1,BX61,366-BX61),BY61)","v":525.20000000000005},{"$f":"IF(BZ61=SUMIF(CIV!$AQ$51:$AQ$90,CB60,CIV!$BK$51:$BK$90),CB60+1,CB60)","v":1},777,{"$f":"SUMIF(CIV!$AQ$51:$AQ$90,CB61,CIV!$BJ$51:$BJ$90)","v":803.6}]
[61,"2008-03-01",6,"Saturday",624.5,600,589.1,578.79999999999995,579.20000000000005,595.20000000000005,499.2,486.8,475.2,487.3,504.3,508.4,505,503.5,503.3,490.5,482.9,486.6,689.9,717.8,730.6,729.1,719,681.6,13767.8,704.60234190863923,"s1","d1","s1d1",null,null,null,null,null,null,null,null,null,12,"",0,"","","",null,"","","","","","","","","","","","",0,8760,null,null,null,null,null,null,null,null,null,null,null,null,3,12,60,{"$f":"OFFSET(CIV!$D$1,IF($CA$1,BX62,366-BX62),BY62)","v":546.79999999999995},{"$f":"IF(BZ62=SUMIF(CIV!$AQ$51:$AQ$90,CB61,CIV!$BK$51:$BK$90),CB61+1,CB61)","v":1},776.8,{"$f":"SUMIF(CIV!$AQ$51:$AQ$90,CB62,CIV!$BJ$51:$BJ$90)","v":803.6}]
[62,"2008-03-02",7,"Sunday",641.5,613.9,607.20000000000005,591.5,592.79999999999995,611.20000000000005,496.3,461.4,444.6,424,429.6,432.7,449.8,456,455.6,442.7,452.3,455.2,674,711.6,712.1,711.8,698.6,670.1,13236.500000000002,701.54210771777525,"s1","d1","s1d1",null,null,null,null,null,null,null,null,null,13,"",0,"","","",null,"","","","","","","","","","","","",0,8760,null,null,null,null,null,null,null,null,null,null,null,null,3,13,61,{"$f":"OFFSET(CIV!$D$1,IF($CA$1,BX63,366-BX63),BY63)","v":529.9},{"$f":"IF(BZ63=SUMIF(CIV!$AQ$51:$AQ$90,CB62,CIV!$BK$51:$BK$90),CB62+1,CB62)","v":1},776.1,{"$f":"SUMIF(CIV!$AQ$51:$AQ$90,CB63,CIV!$BJ$51:$BJ$90)","v":803.6}]
[63,"2008-03-03",1,"Monday",608.6,593.1,561.1,442,507,547.1,499.7,507.8,537.29999999999995,561,571.70000000000005,577.6,575.20000000000005,594.79999999999995,604.20000000000005,604.9,587,544.20000000000005,729.8,764.8,759.4,760.8,731.8,700,14470.899999999998,704.36789694599781,"s1","d1","s1d1",null,null,null,null,null,null,null,null,null,14,"",0,"","","",null,"","","","","","","","","","","","",0,8760,null,null,null,null,null,null,null,null,null,null,null,null,3,14,62,{"$f":"OFFSET(CIV!$D$1,IF($CA$1,BX64,366-BX64),BY64)","v":536},{"$f":"IF(BZ64=SUMIF(CIV!$AQ$51:$AQ$90,CB63,CIV!$BK$51:$BK$90),CB63+1,CB63)","v":1},775.9,{"$f":"SUMIF(CIV!$AQ$51:$AQ$90,CB64,CIV!$BJ$51:$BJ$90)","v":803.6}]
[64,"2008-03-04",2,"Tuesday",641.9,620.20000000000005,603.29999999999995,593.29999999999995,593,625.79999999999995,533.9,549.20000000000005,581.79999999999995,595.9,604.20000000000005,613.29999999999995,607.4,629.5,635.4,630.29999999999995,602.9,575.4,750.4,773.5,764.6,719.1,650.79999999999995,606.20000000000005,15101.299999999997,708.97110725139805,"s1","d1","s1d1",null,null,null,null,null,null,null,null,null,15,"",0,"","","",null,"","","","","","","","","","","","",0,8760,null,null,null,null,null,null,null,null,null,null,null,null,3,15,63,{"$f":"OFFSET(CIV!$D$1,IF($CA$1,BX65,366-BX65),BY65)","v":540.29999999999995},{"$f":"IF(BZ65=SUMIF(CIV!$AQ$51:$AQ$90,CB64,CIV!$BK$51:$BK$90),CB64+1,CB64)","v":1},775.7,{"$f":"SUMIF(CIV!$AQ$51:$AQ$90,CB65,CIV!$BJ$51:$BJ$90)","v":803.6}]
[65,"2008-03-05",3,{"$f":"VLOOKUP(C66,weekdays,2,FALSE)","v":"Wednesday"},587.29999999999995,565.20000000000005,547.20000000000005,546,562.4,578.79999999999995,517.70000000000005,521.20000000000005,555.6,560.5,561.79999999999995,567.1,566,588.20000000000005,606.5,600.4,576.9,544.4,727.8,745.3,745.8,741.8,721.9,672.3,{"$f":"SUM(E66:AB66)","v":14508.099999999995},710.85399652625824,"s1","d1","s1d1",null,null,null,null,null,null,null,null,null,16,"",0,"","","",null,"","","","","","","","","","","","",0,8760,null,null,null,null,null,null,null,null,null,null,null,null,3,16,64,{"$f":"OFFSET(CIV!$D$1,IF($CA$1,BX66,366-BX66),BY66)","v":541.1},{"$f":"IF(BZ66=SUMIF(CIV!$AQ$51:$AQ$90,CB65,CIV!$BK$51:$BK$90),CB65+1,CB65)","v":1},775.6,{"$f":"SUMIF(CIV!$AQ$51:$AQ$90,CB66,CIV!$BJ$51:$BJ$90)","v":803.6}]
[66,"2008-03-06",{"$f":"WEEKDAY(B67,2)","v":4},"Thursday",641,621.1,603.79999999999995,591.1,600.1,624.1,534.5,563.5,577.4,581.6,596,609.29999999999995,597.5,606.20000000000005,591.9,614.1,593.4,564,744.5,766.5,751.8,639.79999999999995,641.79999999999995,650.1,14905.099999999999,714.21859687363246,{"$f":"IF(AND(A67>$AJ$6,A67<$AJ$7),\"s2\",IF(A67<=$AJ$6,\"s1\",\"s3\"))","v":"s1"},"d1",{"$f":"AE67&AF67","v":"s1d1"},null,null,null,null,null,null,null,null,null,17,"",0,"","","",null,"","","","","","","","","","","","",0,8760,null,null,null,null,null,null,null,null,null,null,null,null,{"$f":"ROUNDDOWN((BZ67-1)/24,0)+1","v":3},17,65,{"$f":"OFFSET(CIV!$D$1,IF($CA$1,BX67,366-BX67),BY67)","v":528.9},{"$f":"IF(BZ67=SUMIF(CIV!$AQ$51:$AQ$90,CB66,CIV!$BK$51:$BK$90),CB66+1,CB66)","v":1},775.1,{"$f":"SUMIF(CIV!$AQ$51:$AQ$90,CB67,CIV!$BJ$51:$BJ$90)","v":803.6}]
[{"$f":"A67+1","v":67},"2008-03-07",5,"Friday",616,589.29999999999995,584.4,574.70000000000005,573.79999999999995,601.20000000000005,521.5,525.20000000000005,570.5,592.9,586.6,594.4,579.70000000000005,611.29999999999995,603.6,597.79999999999995,570.5,557.4,697.5,742,739.3,735,711.2,678.1,14753.899999999998,712.54673718626918,"s1","d1","s1d1",null,null,null,null,null,null,null,null,null,18,"",0,"","","",null,"","","","","","","","","","","","",0,8760,null,null,null,null,null,null,null,null,null,null,null,null,3,18,{"$f":"BZ67+1","v":66},{"$f":"OFFSET(CIV!$D$1,IF($CA$1,BX68,366-BX68),BY68)","v":519.20000000000005},{"$f":"IF(BZ68=SUMIF(CIV!$AQ$51:$AQ$90,CB67,CIV!$BK$51:$BK$90),CB67+1,CB67)","v":1},775.1,{"$f":"SUMIF(CIV!$AQ$51:$AQ$90,CB68,CIV!$BJ$51:$BJ$90)","v":803.6}]
[68,"2008-03-08",6,"Saturday",645,629.20000000000005,609,598.5,599.6,614.9,519.6,495,509.9,518.1,519.4,519.9,501.1,500.8,491.8,484.1,476.8,494.8,689.3,730.7,731.1,732.4,720.9,681.7,14013.599999999999,710.22206346764222,"s1","d1","s1d1",null,null,null,null,null,null,null,null,null,19,"",0,"","","",null,"","","","","","","","","","","","",0,8760,null,null,null,null,null,null,null,null,null,null,null,null,3,19,67,{"$f":"OFFSET(CIV!$D$1,IF($CA$1,BX69,366-BX69),BY69)","v":703.7},{"$f":"IF(BZ69=SUMIF(CIV!$AQ$51:$AQ$90,CB68,CIV!$BK$51:$BK$90),CB68+1,CB68)","v":1},775,{"$f":"SUMIF(CIV!$AQ$51:$AQ$90,CB69,CIV!$BJ$51:$BJ$90)","v":803.6}]
[69,"2008-03-09",7,"Sunday",651.79999999999995,619.6,607,597.1,594.6,608.70000000000005,491.3,456,427,393,408.9,432.8,458.2,454.5,461.3,445.4,436.5,464.8,667.5,715,717.1,719.1,690.4,643.79999999999995,13161.4,705.94985712087805,"s1","d1","s1d1",null,null,null,null,null,null,null,null,null,20,"",0,"","","",null,"","","","","","","","","","","","",0,8760,null,null,null,null,null,null,null,null,null,null,null,null,3,20,68,{"$f":"OFFSET(CIV!$D$1,IF($CA$1,BX70,366-BX70),BY70)","v":713.3},{"$f":"IF(BZ70=SUMIF(CIV!$AQ$51:$AQ$90,CB69,CIV!$BK$51:$BK$90),CB69+1,CB69)","v":1},774.6,{"$f":"SUMIF(CIV!$AQ$51:$AQ$90,CB70,CIV!$BJ$51:$BJ$90)","v":803.6}]
[70,"2008-03-10",1,"Monday",611.70000000000005,603.1,594.4,591.20000000000005,595.20000000000005,621.20000000000005,550.1,556.20000000000005,578.70000000000005,603,606.29999999999995,604.9,599.6,622.29999999999995,635.5,602.70000000000005,592.1,577,726.4,762.1,757.7,752.3,727.9,682,15153.6,707.99487140879023,"s1","d1","s1d1",null,null,null,null,null,null,null,null,null,21,"",0,"","","",null,"","","","","","","","","","","","",0,8760,null,null,null,null,null,null,null,null,null,null,null,null,3,21,69,{"$f":"OFFSET(CIV!$D$1,IF($CA$1,BX71,366-BX71),BY71)","v":693.7},{"$f":"IF(BZ71=SUMIF(CIV!$AQ$51:$AQ$90,CB70,CIV!$BK$51:$BK$90),CB70+1,CB70)","v":1},774.5,{"$f":"SUMIF(CIV!$AQ$51:$AQ$90,CB71,CIV!$BJ$51:$BJ$90)","v":803.6}]
[71,"2008-03-11",2,"Tuesday",644.79999999999995,628.70000000000005,609.29999999999995,587.4,603,614.9,561.70000000000005,551.70000000000005,597.9,591,597.6,563.5,562.1,567.70000000000005,577.9,570.29999999999995,575.20000000000005,554.70000000000005,726.6,727.5,711.9,705.4,673.7,591.9,14696.400000000001,709.85538426791118,"s1","d1","s1d1",null,null,null,null,null,null,null,null,null,22,"",0,"","","",null,"","","","","","","","","","","","",0,8760,null,null,null,null,null,null,null,null,null,null,null,null,3,22,70,{"$f":"OFFSET(CIV!$D$1,IF($CA$1,BX72,366-BX72),BY72)","v":670.3},{"$f":"IF(BZ72=SUMIF(CIV!$AQ$51:$AQ$90,CB71,CIV!$BK$51:$BK$90),CB71+1,CB71)","v":1},773.9,{"$f":"SUMIF(CIV!$AQ$51:$AQ$90,CB72,CIV!$BJ$51:$BJ$90)","v":803.6}]
[72,"2008-03-12",3,"Wednesday",576.79999999999995,551.5,552.79999999999995,547.20000000000005,554.9,590.1,525,537.9,560.6,575.79999999999995,587.4,579.5,571.6,579.5,584,552.1,539.1,520,736.3,741.1,729.9,722.6,685.8,652.6,14354.1,712.49984584112008,"s1","d1","s1d1",null,null,null,null,null,null,null,null,null,23,"",0,"","","",null,"","","","","","","","","","","","",0,8760,null,null,null,null,null,null,null,null,null,null,null,null,3,23,71,{"$f":"OFFSET(CIV!$D$1,IF($CA$1,BX73,366-BX73),BY73)","v":630.5},{"$f":"IF(BZ73=SUMIF(CIV!$AQ$51:$AQ$90,CB72,CIV!$BK$51:$BK$90),CB72+1,CB72)","v":1},773.6,{"$f":"SUMIF(CIV!$AQ$51:$AQ$90,CB73,CIV!$BJ$51:$BJ$90)","v":803.6}]
[73,"2008-03-13",4,"Thursday",641.20000000000005,622.9,595.20000000000005,582.79999999999995,584.1,606.4,500.3,537,568.9,581,557.20000000000005,584.79999999999995,564.20000000000005,607.20000000000005,602.4,598.20000000000005,580.4,519.9,723.6,747,743.9,739.3,728,692.4,14808.299999999997,713.60986125700811,"s1","d1","s1d1",null,null,null,null,null,null,null,null,null,24,"",0,"","","",null,"","","","","","","","","","","","",0,8760,null,null,null,null,null,null,null,null,null,null,null,null,3,24,72,{"$f":"OFFSET(CIV!$D$1,IF($CA$1,BX74,366-BX74),BY74)","v":587.9},{"$f":"IF(BZ74=SUMIF(CIV!$AQ$51:$AQ$90,CB73,CIV!$BK$51:$BK$90),CB73+1,CB73)","v":1},773.5,{"$f":"SUMIF(CIV!$AQ$51:$AQ$90,CB74,CIV!$BJ$51:$BJ$90)","v":803.6}]
[74,"2008-03-14",5,"Friday",657.9,635,608.4,595.9,594,612.4,500.3,537,568.9,581,557.20000000000005,584.79999999999995,564.20000000000005,607.20000000000005,602.4,598.20000000000005,580.4,519.9,723.6,747,743.9,739.3,728,692.4,14879.3,714.60887513130729,"s1","d1","s1d1",null,null,null,null,null,null,null,null,null,25,"",0,"","","",null,"","","","","","","","","","","","",0,8760,null,null,null,null,null,null,null,null,null,null,null,null,4,1,73,{"$f":"OFFSET(CIV!$D$1,IF($CA$1,BX75,366-BX75),BY75)","v":559.70000000000005},{"$f":"IF(BZ75=SUMIF(CIV!$AQ$51:$AQ$90,CB74,CIV!$BK$51:$BK$90),CB74+1,CB74)","v":1},773.2,{"$f":"SUMIF(CIV!$AQ$51:$AQ$90,CB75,CIV!$BJ$51:$BJ$90)","v":803.6}]
[75,"2008-03-15",6,"Saturday",657.9,635,608.4,595.9,594,612.4,502.6,487.5,509.5,503.5,524.4,527.70000000000005,510.5,501.5,507.5,502.3,502.7,493.5,693.9,734.9,727.8,702.3,710.6,675.8,14022.099999999997,712.53798761817654,"s1","d1","s1d1",null,null,null,null,null,null,null,null,null,{"$f":"AQ75+1","v":26},"",0,"","","",null,"","","","","","","","","","","","",0,8760,null,null,null,null,null,null,null,null,null,null,null,null,4,2,74,{"$f":"OFFSET(CIV!$D$1,IF($CA$1,BX76,366-BX76),BY76)","v":541.20000000000005},{"$f":"IF(BZ76=SUMIF(CIV!$AQ$51:$AQ$90,CB75,CIV!$BK$51:$BK$90),CB75+1,CB75)","v":1},773,{"$f":"SUMIF(CIV!$AQ$51:$AQ$90,CB76,CIV!$BJ$51:$BJ$90)","v":803.6}]
[76,"2008-03-16",7,"Sunday",640.1,629.79999999999995,610.4,597.70000000000005,581.5,580,488.3,426.5,422.5,419.7,424.7,434.3,447.2,444.8,461.7,449.1,443.6,421.8,639.5,707.1,687.1,694.3,657.2,599.9,12908.8,{"$f":"AD76*(1-$AH$1)+W77*$AH$1","v":705.23418885635897},"s1","d1","s1d1",null,null,null,null,null,null,null,null,null,27,"",0,"","","",null,"","","","","","","","","","","","",0,8760,null,null,null,null,null,null,null,null,null,null,null,null,4,3,75,{"$f":"OFFSET(CIV!$D$1,IF($CA$1,BX77,366-BX77),BY77)","v":531.4},{"$f":"IF(BZ77=SUMIF(CIV!$AQ$51:$AQ$90,CB76,CIV!$BK$51:$BK$90),CB76+1,CB76)","v":1},772.7,{"$f":"SUMIF(CIV!$AQ$51:$AQ$90,CB77,CIV!$BJ$51:$BJ$90)","v":803.6}]
[77,"2008-03-17",1,"Monday",575.1,565.70000000000005,546.70000000000005,549.1,551.4,574.20000000000005,498.3,531.6,566.1,589.20000000000005,586.5,575,596.1,616.29999999999995,619.1,622.4,582.79999999999995,554.9,717.5,727,721.7,722.2,709,669,14566.900000000001,706.46076997072305,"s1","d1","s1d1",null,null,null,null,null,null,null,null,null,28,"",0,"","","",null,"","","","","","","","","","","","",0,8760,null,null,null,null,null,null,null,null,null,null,null,null,4,4,76,{"$f":"OFFSET(CIV!$D$1,IF($CA$1,BX78,366-BX78),BY78)","v":530.4},{"$f":"IF(BZ78=SUMIF(CIV!$AQ$51:$AQ$90,CB77,CIV!$BK$51:$BK$90),CB77+1,CB77)","v":1},772.1,{"$f":"SUMIF(CIV!$AQ$51:$AQ$90,CB78,CIV!$BJ$51:$BJ$90)","v":803.6}]
[78,"2008-03-18",2,"Tuesday",635.20000000000005,614.29999999999995,603.6,594.70000000000005,592.1,612.1,518,542.9,581.9,589.70000000000005,592.5,578.79999999999995,571,591.20000000000005,601.1,593.1,576.6,548.5,718.5,730.8,719.8,717.3,694.6,651,14769.3,707.66469297365074,"s1","d1","s1d1",null,null,null,null,null,null,null,null,null,29,"",0,"","","",null,"","","","","","","","","","","","",0,8760,null,null,null,null,null,null,null,null,null,null,null,null,4,5,77,{"$f":"OFFSET(CIV!$D$1,IF($CA$1,BX79,366-BX79),BY79)","v":530.4},{"$f":"IF(BZ79=SUMIF(CIV!$AQ$51:$AQ$90,CB78,CIV!$BK$51:$BK$90),CB78+1,CB78)","v":1},772.1,{"$f":"SUMIF(CIV!$AQ$51:$AQ$90,CB79,CIV!$BJ$51:$BJ$90)","v":803.6}]
[79,"2008-03-19",3,"Wednesday",620.1,606.70000000000005,588.9,583.29999999999995,586.1,611.79999999999995,515.5,551.5,586.1,592.4,601.20000000000005,600.5,588.6,618.20000000000005,625.29999999999995,618.4,592.79999999999995,533.6,724.8,755.5,751.4,726.5,711.9,678.8,14969.899999999996,709.37822367628576,"s1","d1","s1d1",null,null,null,null,null,null,null,null,null,30,"",0,"","","",null,"","","","","","","","","","","","",0,8760,null,null,null,null,null,null,null,null,null,null,null,null,4,6,78,{"$f":"OFFSET(CIV!$D$1,IF($CA$1,BX80,366-BX80),BY80)","v":559.6},{"$f":"IF(BZ80=SUMIF(CIV!$AQ$51:$AQ$90,CB79,CIV!$BK$51:$BK$90),CB79+1,CB79)","v":1},771.9,{"$f":"SUMIF(CIV!$AQ$51:$AQ$90,CB80,CIV!$BJ$51:$BJ$90)","v":803.6}]
[80,"2008-03-20",4,"Thursday",648,624.79999999999995,610.1,601.4,600,608.5,509.7,508.6,470,484,487.6,495,493.1,515.79999999999995,509.8,497.8,490.5,501.2,685.6,717,707.7,699.2,690.9,660.5,13816.800000000003,707.00040130865727,"s1","d1","s1d1",null,null,null,null,null,null,null,null,null,31,"",0,"","","",null,"","","","","","","","","","","","",0,8760,null,null,null,null,null,null,null,null,null,null,null,null,4,7,79,{"$f":"OFFSET(CIV!$D$1,IF($CA$1,BX81,366-BX81),BY81)","v":495.5},{"$f":"IF(BZ81=SUMIF(CIV!$AQ$51:$AQ$90,CB80,CIV!$BK$51:$BK$90),CB80+1,CB80)","v":1},771.7,{"$f":"SUMIF(CIV!$AQ$51:$AQ$90,CB81,CIV!$BJ$51:$BJ$90)","v":803.6}]
[81,"2008-03-21",5,"Friday",624.9,606.1,596.5,588,590.1,615.9,524.79999999999995,551.4,599.9,610.5,609.79999999999995,612.6,593.70000000000005,595.1,577.6,557.70000000000005,541.1,532.1,716.9,763.9,751.4,736.6,735.8,700,14932.4,707.99036117779156,"s1","d1","s1d1",null,null,null,null,null,null,null,null,null,{"$f":"AQ81+1","v":32},"",0,"","","",null,"","","","","","","","","","","","",0,8760,null,null,null,null,null,null,null,null,null,null,null,null,4,8,80,{"$f":"OFFSET(CIV!$D$1,IF($CA$1,BX82,366-BX82),BY82)","v":502.5},{"$f":"IF(BZ82=SUMIF(CIV!$AQ$51:$AQ$90,CB81,CIV!$BK$51:$BK$90),CB81+1,CB81)","v":1},771.3,{"$f":"SUMIF(CIV!$AQ$51:$AQ$90,CB82,CIV!$BJ$51:$BJ$90)","v":803.6}]
[82,"2008-03-22",6,"Saturday",661.8,641,626.79999999999995,611,619.6,627.6,518.6,507.1,497.7,511.7,502.3,532.5,527,524.4,521.79999999999995,524.20000000000005,515.79999999999995,477.2,698.1,736.9,726.3,716.1,698.1,677.6,14201.2,707.0013250600125,"s1","d1","s1d1",null,null,null,null,null,null,null,null,null,33,"",0,"","","",null,"","","","","","","","","","","","",0,8760,null,null,null,null,null,null,null,null,null,null,null,null,4,9,81,{"$f":"OFFSET(CIV!$D$1,IF($CA$1,BX83,366-BX83),BY83)","v":537.1},{"$f":"IF(BZ83=SUMIF(CIV!$AQ$51:$AQ$90,CB82,CIV!$BK$51:$BK$90),CB82+1,CB82)","v":1},771.2,{"$f":"SUMIF(CIV!$AQ$51:$AQ$90,CB83,CIV!$BJ$51:$BJ$90)","v":803.6}]
[83,"2008-03-23",7,"Sunday",647.4,628.79999999999995,613.6,597,602.20000000000005,596.20000000000005,486.7,450,429.8,425.3,421.6,417.3,431.2,440.1,432.7,443.3,431.1,447.3,643.6,673.3,680.3,685.3,669.8,634.9,12928.799999999997,700.66119255401134,"s1","d1","s1d1",null,null,null,null,null,null,null,null,null,34,"",0,"","","",null,"","","","","","","","","","","","",0,8760,null,null,null,null,null,null,null,null,null,null,null,null,4,10,82,{"$f":"OFFSET(CIV!$D$1,IF($CA$1,BX84,366-BX84),BY84)","v":543.29999999999995},{"$f":"IF(BZ84=SUMIF(CIV!$AQ$51:$AQ$90,CB83,CIV!$BK$51:$BK$90),CB83+1,CB83)","v":1},771.1,{"$f":"SUMIF(CIV!$AQ$51:$AQ$90,CB84,CIV!$BJ$51:$BJ$90)","v":803.6}]
[84,"2008-03-24",1,"Monday",577,586.5,569.1,554.29999999999995,551.1,562.70000000000005,460,428.1,431.7,440.2,446.3,454,460,473.9,469.1,446.3,447.4,465.7,660.9,685.8,685.9,681.6,650.79999999999995,618,12806.4,696.68507329861029,"s1","d1","s1d1",null,null,null,null,null,null,null,null,null,35,"",0,"","","",null,"","","","","","","","","","","","",0,8760,null,null,null,null,null,null,null,null,null,null,null,null,4,11,83,{"$f":"OFFSET(CIV!$D$1,IF($CA$1,BX85,366-BX85),BY85)","v":537.29999999999995},{"$f":"IF(BZ85=SUMIF(CIV!$AQ$51:$AQ$90,CB84,CIV!$BK$51:$BK$90),CB84+1,CB84)","v":1},771,{"$f":"SUMIF(CIV!$AQ$51:$AQ$90,CB85,CIV!$BJ$51:$BJ$90)","v":803.6}]
[85,"2008-03-25",2,"Tuesday",587.29999999999995,569.79999999999995,557.5,556.5,568.5,579.5,502.2,541.5,585.6,598,601.29999999999995,598.79999999999995,586.29999999999995,604,603.79999999999995,603.29999999999995,584.5,575.29999999999995,732.6,698,715.8,728.6,694.4,662.4,14635.499999999998,700.27656596874931,"s1","d1","s1d1",null,null,null,null,null,null,null,null,null,36,"",0,"","","",null,"","","","","","","","","","","","",0,8760,null,null,null,null,null,null,null,null,null,null,null,null,4,12,84,{"$f":"OFFSET(CIV!$D$1,IF($CA$1,BX86,366-BX86),BY86)","v":538.70000000000005},{"$f":"IF(BZ86=SUMIF(CIV!$AQ$51:$AQ$90,CB85,CIV!$BK$51:$BK$90),CB85+1,CB85)","v":1},770.9,{"$f":"SUMIF(CIV!$AQ$51:$AQ$90,CB86,CIV!$BJ$51:$BJ$90)","v":803.6}]
[86,"2008-03-26",3,"Wednesday",622.70000000000005,611,602.79999999999995,592.5,586.9,601.5,487.8,548.1,588.5,602.79999999999995,601.29999999999995,599.70000000000005,593,607.20000000000005,616.9,596.5,579.79999999999995,536.79999999999995,725.5,732.1,735.6,720,674.4,640.9,14804.3,702.7989093718744,"s1","d1","s1d1",null,null,null,null,null,null,null,null,null,37,"",0,"","","",null,"","","","","","","","","","","","",0,8760,null,null,null,null,null,null,null,null,null,null,null,null,4,13,85,{"$f":"OFFSET(CIV!$D$1,IF($CA$1,BX87,366-BX87),BY87)","v":517},{"$f":"IF(BZ87=SUMIF(CIV!$AQ$51:$AQ$90,CB86,CIV!$BK$51:$BK$90),CB86+1,CB86)","v":1},770.9,{"$f":"SUMIF(CIV!$AQ$51:$AQ$90,CB87,CIV!$BJ$51:$BJ$90)","v":803.6}]
[87,"2008-03-27",4,"Thursday",621.79999999999995,596.1,590.6,585.20000000000005,577.1,601.70000000000005,519.1,542.1,580.4,587.29999999999995,590.70000000000005,595.5,594.1,604.29999999999995,617.70000000000005,607.5,586.20000000000005,548.4,746.9,755.5,742.5,737.1,718.4,685.3,14931.5,707.20901843468687,"s1","d1","s1d1",null,null,null,null,null,null,null,null,null,38,"",0,"","","",null,"","","","","","","","","","","","",0,8760,null,null,null,null,null,null,null,null,null,null,null,null,4,14,86,{"$f":"OFFSET(CIV!$D$1,IF($CA$1,BX88,366-BX88),BY88)","v":538.5},{"$f":"IF(BZ88=SUMIF(CIV!$AQ$51:$AQ$90,CB87,CIV!$BK$51:$BK$90),CB87+1,CB87)","v":1},770.5,{"$f":"SUMIF(CIV!$AQ$51:$AQ$90,CB88,CIV!$BJ$51:$BJ$90)","v":803.6}]
[88,"2008-03-28",5,"Friday",647.29999999999995,631.5,610.4,606.29999999999995,600.9,618.70000000000005,529.1,560.4,598.5,605.4,606,607.70000000000005,591,606.29999999999995,618.79999999999995,615.6,585.6,555.29999999999995,721,756.6,740.2,737.7,721.5,681.5,15153.300000000001,708.58811659121818,"s1","d1","s1d1",null,null,null,null,null,null,null,null,null,39,"",0,"","","",null,"","","","","","","","","","","","",0,8760,null,null,null,null,null,null,null,null,null,null,null,null,4,15,87,{"$f":"OFFSET(CIV!$D$1,IF($CA$1,BX89,366-BX89),BY89)","v":561.5},{"$f":"IF(BZ89=SUMIF(CIV!$AQ$51:$AQ$90,CB88,CIV!$BK$51:$BK$90),CB88+1,CB88)","v":1},770.3,{"$f":"SUMIF(CIV!$AQ$51:$AQ$90,CB89,CIV!$BJ$51:$BJ$90)","v":803.6}]
[89,"2008-03-29",6,"Saturday",645.79999999999995,627.4,617,608.1,607.9,575.9,525.6,506.7,508.4,515.79999999999995,527.79999999999995,522,514.6,515.79999999999995,510.7,505.8,484.8,504.1,694.7,726.8,727.6,717.8,711.3,645.70000000000005,14048.099999999999,707.19930493209642,"s1","d1","s1d1",null,null,null,null,null,null,null,null,null,{"$f":"AQ89+1","v":40},"",0,"","","",null,"","","","","","","","","","","","",0,8760,null,null,null,null,null,null,null,null,null,null,null,null,4,16,88,{"$f":"OFFSET(CIV!$D$1,IF($CA$1,BX90,366-BX90),BY90)","v":556.4},{"$f":"IF(BZ90=SUMIF(CIV!$AQ$51:$AQ$90,CB89,CIV!$BK$51:$BK$90),CB89+1,CB89)","v":1},770.1,{"$f":"SUMIF(CIV!$AQ$51:$AQ$90,CB90,CIV!$BJ$51:$BJ$90)","v":803.6}]
[90,"2008-03-30",7,"Sunday",621.1,599.6,609,592.9,588,598,480,453.3,431,423.4,422.5,440.4,439.6,447.4,451.9,446.9,446.1,458,653.5,700.2,712.9,723.8,688,642.5,13069.999999999998,701.82937443888682,"s1","d1","s1d1",null,null,null,null,null,null,null,null,null,null,null,null,null,null,null,null,null,null,null,null,null,null,null,null,null,null,null,null,null,null,null,null,null,null,null,null,null,null,null,null,null,null,4,{"$f":"BY67","v":17},89,{"$f":"OFFSET(CIV!$D$1,IF($CA$1,BX91,366-BX91),BY91)","v":542.1},{"$f":"IF(BZ91=SUMIF(CIV!$AQ$51:$AQ$90,CB90,CIV!$BK$51:$BK$90),CB90+1,CB90)","v":1},770,{"$f":"SUMIF(CIV!$AQ$51:$AQ$90,CB91,CIV!$BJ$51:$BJ$90)","v":803.6}]
[91,"2008-03-31",1,"Monday",613.5,591.5,590.29999999999995,583.9,583.20000000000005,605.79999999999995,502.4,542.79999999999995,591.1,595.5,603.29999999999995,615.4,597.6,621,625.70000000000005,624.29999999999995,606.20000000000005,559.70000000000005,711.5,714.5,704.7,695.3,651,602.79999999999995,14733,702.79643699499809,"s1","d1","s1d1",null,null,null,null,null,null,null,null,null,null,null,null,null,null,null,null,null,null,null,null,null,null,null,null,null,null,null,null,null,null,null,null,null,null,null,null,null,null,null,null,null,null,4,18,90,{"$f":"OFFSET(CIV!$D$1,IF($CA$1,BX92,366-BX92),BY92)","v":538.9},{"$f":"IF(BZ92=SUMIF(CIV!$AQ$51:$AQ$90,CB91,CIV!$BK$51:$BK$90),CB91+1,CB91)","v":1},769.9,{"$f":"SUMIF(CIV!$AQ$51:$AQ$90,CB92,CIV!$BJ$51:$BJ$90)","v":803.6}]
[92,"2008-04-01",2,"Tuesday",571.9,566.29999999999995,554.20000000000005,545.6,553.5,584.4,527.29999999999995,541.29999999999995,563.17999999999995,593.5,580.29999999999995,567.85,566.4,600.9,596.29999999999995,587.70000000000005,587.70000000000005,568,711.7,745.5,740.5,738.6,705.5,668.1,14566.230000000003,703.68679329549821,"s1","d1","s1d1",null,null,null,null,null,null,null,null,null,null,null,null,null,null,null,null,null,null,null,null,null,null,null,null,null,null,null,null,null,null,null,null,null,null,null,null,null,null,null,null,null,null,4,19,91,{"$f":"OFFSET(CIV!$D$1,IF($CA$1,BX93,366-BX93),BY93)","v":713.7},{"$f":"IF(BZ93=SUMIF(CIV!$AQ$51:$AQ$90,CB92,CIV!$BK$51:$BK$90),CB92+1,CB92)","v":1},769.6,{"$f":"SUMIF(CIV!$AQ$51:$AQ$90,CB93,CIV!$BJ$51:$BJ$90)","v":803.6}]
[93,"2008-04-02",3,"Wednesday",634,618.5,612,591.6,586.29999999999995,611,517.4,551.29999999999995,573.1,603.1,608.20000000000005,603.1,606.5,620,636.1,631,597,571,750.6,769.1,758.8,754.3,726.4,684.3,15214.699999999999,708.37811396594839,"s1","d1","s1d1",null,null,null,null,null,null,null,null,null,null,null,null,null,null,null,null,null,null,null,null,null,null,null,null,null,null,null,null,null,null,null,null,null,null,null,null,null,null,null,null,null,null,4,20,92,{"$f":"OFFSET(CIV!$D$1,IF($CA$1,BX94,366-BX94),BY94)","v":733.2},{"$f":"IF(BZ94=SUMIF(CIV!$AQ$51:$AQ$90,CB93,CIV!$BK$51:$BK$90),CB93+1,CB93)","v":1},769.6,{"$f":"SUMIF(CIV!$AQ$51:$AQ$90,CB94,CIV!$BJ$51:$BJ$90)","v":803.6}]
[94,"2008-04-03",4,"Thursday",679.5,653.79999999999995,620.4,551,562.20000000000005,578,526.4,526.79999999999995,557,567.29999999999995,550.79999999999995,540.5,538.20000000000005,555.20000000000005,554.4,555.9,552.5,545.6,713.5,709.7,712.4,721.3,693.2,642.79999999999995,14408.4,708.89030256935359,"s1","d1","s1d1",null,null,null,null,null,null,null,null,null,null,null,null,null,null,null,null,null,null,null,null,null,null,null,null,null,null,null,null,null,null,null,null,null,null,null,null,null,null,null,null,null,null,4,21,93,{"$f":"OFFSET(CIV!$D$1,IF($CA$1,BX95,366-BX95),BY95)","v":722.1},{"$f":"IF(BZ95=SUMIF(CIV!$AQ$51:$AQ$90,CB94,CIV!$BK$51:$BK$90),CB94+1,CB94)","v":1},769.2,{"$f":"SUMIF(CIV!$AQ$51:$AQ$90,CB95,CIV!$BJ$51:$BJ$90)","v":803.6}]
[95,"2008-04-04",5,"Friday",612.70000000000005,595.79999999999995,579.6,574.70000000000005,577.29999999999995,599.1,501.7,534,566.1,576.6,586.79999999999995,583.5,576.79999999999995,593.6,607.1,601.6,588,554.9,736.5,754.7,753.1,739.7,721.3,682.1,14797.300000000003,711.6512723124182,"s1","d1","s1d1",null,null,null,null,null,null,null,null,null,null,null,null,null,null,null,null,null,null,null,null,null,null,null,null,null,null,null,null,null,null,null,null,null,null,null,null,null,null,null,null,null,null,4,22,94,{"$f":"OFFSET(CIV!$D$1,IF($CA$1,BX96,366-BX96),BY96)","v":698.4},{"$f":"IF(BZ96=SUMIF(CIV!$AQ$51:$AQ$90,CB95,CIV!$BK$51:$BK$90),CB95+1,CB95)","v":1},769.1,{"$f":"SUMIF(CIV!$AQ$51:$AQ$90,CB96,CIV!$BJ$51:$BJ$90)","v":803.6}]
[96,"2008-04-05",6,"Saturday",651.9,642.9,620,612.29999999999995,605.6,606.6,510.8,497.3,487.9,494.8,525,540.70000000000005,503.9,497.8,494.2,487.8,472.8,515.9,695.6,708,717.1,717.1,685.6,665.3,13956.899999999998,710.04614508117629,"s1","d1","s1d1",null,null,null,null,null,null,null,null,null,null,null,null,null,null,null,null,null,null,null,null,null,null,null,null,null,null,null,null,null,null,null,null,null,null,null,null,null,null,null,null,null,null,4,23,95,{"$f":"OFFSET(CIV!$D$1,IF($CA$1,BX97,366-BX97),BY97)","v":661.4},{"$f":"IF(BZ97=SUMIF(CIV!$AQ$51:$AQ$90,CB96,CIV!$BK$51:$BK$90),CB96+1,CB96)","v":1},769,{"$f":"SUMIF(CIV!$AQ$51:$AQ$90,CB97,CIV!$BJ$51:$BJ$90)","v":803.6}]
[97,"2008-04-06",7,"Sunday",636.79999999999995,619.20000000000005,613.4,592.5,593.9,596.5,505.1,440.5,412.64,407.4,410.7,422.8,437.5,438.4,436.1,435.9,430.5,431.4,644.4,672.2,677.7,681.8,656.7,615.79999999999995,12809.84,703.48153057305876,"s1","d1","s1d1",null,null,null,null,null,null,null,null,null,null,null,null,null,null,null,null,null,null,null,null,null,null,null,null,null,null,null,null,null,null,null,null,null,null,null,null,null,null,null,null,null,null,4,24,96,{"$f":"OFFSET(CIV!$D$1,IF($CA$1,BX98,366-BX98),BY98)","v":628},{"$f":"IF(BZ98=SUMIF(CIV!$AQ$51:$AQ$90,CB97,CIV!$BK$51:$BK$90),CB97+1,CB97)","v":1},768.8,{"$f":"SUMIF(CIV!$AQ$51:$AQ$90,CB98,CIV!$BJ$51:$BJ$90)","v":803.6}]
[98,"2008-04-07",1,"Monday",596.79999999999995,571.70000000000005,561.29999999999995,556.70000000000005,555.29999999999995,580.9,498.3,528.29999999999995,570.79999999999995,586.1,591.20000000000005,581.6,567.20000000000005,576.4,593.9,592.6,586.6,573.70000000000005,717,726.4,722.5,710.1,661.7,549.5,14356.600000000002,704.833377515753,"s1","d1","s1d1",null,null,null,null,null,null,null,null,null,null,null,null,null,null,null,null,null,null,null,null,null,null,null,null,null,null,null,null,null,null,null,null,null,null,null,null,null,null,null,null,null,null,5,1,97,{"$f":"OFFSET(CIV!$D$1,IF($CA$1,BX99,366-BX99),BY99)","v":599.70000000000005},{"$f":"IF(BZ99=SUMIF(CIV!$AQ$51:$AQ$90,CB98,CIV!$BK$51:$BK$90),CB98+1,CB98)","v":1},768.5,{"$f":"SUMIF(CIV!$AQ$51:$AQ$90,CB99,CIV!$BJ$51:$BJ$90)","v":803.6}]
[99,"2008-04-08",2,"Tuesday",550.9,548.4,539.20000000000005,537.1,544.70000000000005,574.4,500,496.3,565.5,569.70000000000005,602.5,589.4,588.70000000000005,605.1,614.6,612.70000000000005,596,552.9,740.4,766.4,755.2,746.6,723,681.8,14601.5,708.39003976417769,"s1","d1","s1d1",null,null,null,null,null,null,null,null,null,null,null,null,null,null,null,null,null,null,null,null,null,null,null,null,null,null,null,null,null,null,null,null,null,null,null,null,null,null,null,null,null,null,5,2,98,{"$f":"OFFSET(CIV!$D$1,IF($CA$1,BX100,366-BX100),BY100)","v":580.20000000000005},{"$f":"IF(BZ100=SUMIF(CIV!$AQ$51:$AQ$90,CB99,CIV!$BK$51:$BK$90),CB99+1,CB99)","v":1},768.1,{"$f":"SUMIF(CIV!$AQ$51:$AQ$90,CB100,CIV!$BJ$51:$BJ$90)","v":803.6}]
[100,"2008-04-09",3,"Wednesday",647.29999999999995,626.5,608.70000000000005,608.6,602.1,619.1,530.20000000000005,556.70000000000005,593.5,603.5,606.9,608.20000000000005,602.9,599,601.4,603.70000000000005,584.6,573.29999999999995,723.4,753.1,746,728.8,692.7,648.70000000000005,15068.9,709.89103578775996,"s1","d1","s1d1",null,null,null,null,null,null,null,null,null,null,null,null,null,null,null,null,null,null,null,null,null,null,null,null,null,null,null,null,null,null,null,null,null,null,null,null,null,null,null,null,null,null,5,3,99,{"$f":"OFFSET(CIV!$D$1,IF($CA$1,BX101,366-BX101),BY101)","v":566.1},{"$f":"IF(BZ101=SUMIF(CIV!$AQ$51:$AQ$90,CB100,CIV!$BK$51:$BK$90),CB100+1,CB100)","v":1},768,{"$f":"SUMIF(CIV!$AQ$51:$AQ$90,CB101,CIV!$BJ$51:$BJ$90)","v":803.6}]
[101,"2008-04-10",4,"Thursday",615.9,602.9,600.70000000000005,588.88,603.20000000000005,615.70000000000005,524.70000000000005,543.9,591.29999999999995,609.6,600.6,588.9,606.9,610,616.9,622.5,593.29999999999995,570.79999999999995,744.1,772.1,771,771.7,750.2,695.9,15211.68,713.31193220898399,"s1","d1","s1d1",null,null,null,null,null,null,null,null,null,null,null,null,null,null,null,null,null,null,null,null,null,null,null,null,null,null,null,null,null,null,null,null,null,null,null,null,null,null,null,null,null,null,5,4,100,{"$f":"OFFSET(CIV!$D$1,IF($CA$1,BX102,366-BX102),BY102)","v":563.70000000000005},{"$f":"IF(BZ102=SUMIF(CIV!$AQ$51:$AQ$90,CB101,CIV!$BK$51:$BK$90),CB101+1,CB101)","v":1},767.6,{"$f":"SUMIF(CIV!$AQ$51:$AQ$90,CB102,CIV!$BJ$51:$BJ$90)","v":803.6}]
[102,"2008-04-11",5,"Friday",660.9,643.6,624.5,615.4,618.1,623.29999999999995,528.5,560.9,602.94000000000005,611.79999999999995,617.70000000000005,606,581.5,606.29999999999995,623.9,615.29999999999995,589.9,586.5,735.6,756.7,747.3,732.4,702.5,658.4,15249.939999999997,715.54073898808565,"s1","d1","s1d1",null,null,null,null,null,null,null,null,null,null,null,null,null,null,null,null,null,null,null,null,null,null,null,null,null,null,null,null,null,null,null,null,null,null,null,null,null,null,null,null,null,null,5,5,101,{"$f":"OFFSET(CIV!$D$1,IF($CA$1,BX103,366-BX103),BY103)","v":557.37},{"$f":"IF(BZ103=SUMIF(CIV!$AQ$51:$AQ$90,CB102,CIV!$BK$51:$BK$90),CB102+1,CB102)","v":1},767.3,{"$f":"SUMIF(CIV!$AQ$51:$AQ$90,CB103,CIV!$BJ$51:$BJ$90)","v":803.6}]
[103,"2008-04-12",6,"Saturday",638.79999999999995,622,608.79999999999995,600.29999999999995,597.4,599,503.3,482.8,497.2,499.1,511.5,514.5,526.79999999999995,503.8,499.2,491.9,486.9,465.7,675.7,708.1,714.9,709.8,685.1,675.2,13817.800000000001,711.5566650892772,"s1","d1","s1d1",null,null,null,null,null,null,null,null,null,null,null,null,null,null,null,null,null,null,null,null,null,null,null,null,null,null,null,null,null,null,null,null,null,null,null,null,null,null,null,null,null,null,5,6,102,{"$f":"OFFSET(CIV!$D$1,IF($CA$1,BX104,366-BX104),BY104)","v":583.20000000000005},{"$f":"IF(BZ104=SUMIF(CIV!$AQ$51:$AQ$90,CB103,CIV!$BK$51:$BK$90),CB103+1,CB103)","v":1},767.1,{"$f":"SUMIF(CIV!$AQ$51:$AQ$90,CB104,CIV!$BJ$51:$BJ$90)","v":803.6}]
[104,"2008-04-13",7,"Sunday",643.70000000000005,624.29999999999995,612.79999999999995,597.1,599,588.29999999999995,488.9,455.8,437.1,432.1,432.2,440.9,475.4,464.2,464,467.3,463.4,484.3,684.6,706,719.9,723.9,694.1,649.20000000000005,13348.499999999998,708.86099858034959,"s1","d1","s1d1",null,null,null,null,null,null,null,null,null,null,null,null,null,null,null,null,null,null,null,null,null,null,null,null,null,null,null,null,null,null,null,null,null,null,null,null,null,null,null,null,null,null,5,7,103,{"$f":"OFFSET(CIV!$D$1,IF($CA$1,BX105,366-BX105),BY105)","v":507.7},{"$f":"IF(BZ105=SUMIF(CIV!$AQ$51:$AQ$90,CB104,CIV!$BK$51:$BK$90),CB104+1,CB104)","v":1},766.6,{"$f":"SUMIF(CIV!$AQ$51:$AQ$90,CB105,CIV!$BJ$51:$BJ$90)","v":803.6}]
[105,"2008-04-14",1,"Monday",619,598.70000000000005,595,584.6,591.29999999999995,600.20000000000005,513.9,548.6,598.9,615.79999999999995,607,605.4,591,593.1,622.29999999999995,607.79999999999995,580.79999999999995,527.5,713.7,739.9,738.4,736.1,725.4,680.9,14935.299999999997,709.34489872231461,"s1","d1","s1d1",null,null,null,null,null,null,null,null,null,null,null,null,null,null,null,null,null,null,null,null,null,null,null,null,null,null,null,null,null,null,null,null,null,null,null,null,null,null,null,null,null,null,5,8,104,{"$f":"OFFSET(CIV!$D$1,IF($CA$1,BX106,366-BX106),BY106)","v":497.1},{"$f":"IF(BZ106=SUMIF(CIV!$AQ$51:$AQ$90,CB105,CIV!$BK$51:$BK$90),CB105+1,CB105)","v":1},766.5,{"$f":"SUMIF(CIV!$AQ$51:$AQ$90,CB106,CIV!$BJ$51:$BJ$90)","v":803.6}]
[106,"2008-04-15",2,"Tuesday",666.3,650.79999999999995,614.29999999999995,600.70000000000005,602,621.4,544.4,554.20000000000005,584,601.6,614.1,607.79999999999995,594.70000000000005,611,617.4,611.6,582.70000000000005,584.70000000000005,728.5,762,749.4,753.4,732,683.5,15272.5,711.26040885008319,"s1","d1","s1d1",null,null,null,null,null,null,null,null,null,null,null,null,null,null,null,null,null,null,null,null,null,null,null,null,null,null,null,null,null,null,null,null,null,null,null,null,null,null,null,null,null,null,5,9,105,{"$f":"OFFSET(CIV!$D$1,IF($CA$1,BX107,366-BX107),BY107)","v":485.1},{"$f":"IF(BZ107=SUMIF(CIV!$AQ$51:$AQ$90,CB106,CIV!$BK$51:$BK$90),CB106+1,CB106)","v":1},766.5,{"$f":"SUMIF(CIV!$AQ$51:$AQ$90,CB107,CIV!$BJ$51:$BJ$90)","v":803.6}]
[107,"2008-04-16",3,"Wednesday",647.29999999999995,623.79999999999995,616.6,612.5,608.79999999999995,613.4,525,564.6,597.79999999999995,589.9,572.29999999999995,592,599.29999999999995,619.1,620,621.6,597.20000000000005,541.5,759.7,785.2,766.6,771.1,727.8,671.9,15245.000000000002,716.10436796507497,"s1","d1","s1d1",null,null,null,null,null,null,null,null,null,null,null,null,null,null,null,null,null,null,null,null,null,null,null,null,null,null,null,null,null,null,null,null,null,null,null,null,null,null,null,null,null,null,5,10,106,{"$f":"OFFSET(CIV!$D$1,IF($CA$1,BX108,366-BX108),BY108)","v":483.7},{"$f":"IF(BZ108=SUMIF(CIV!$AQ$51:$AQ$90,CB107,CIV!$BK$51:$BK$90),CB107+1,CB107)","v":1},766.4,{"$f":"SUMIF(CIV!$AQ$51:$AQ$90,CB108,CIV!$BJ$51:$BJ$90)","v":803.6}]
[108,"2008-04-17",4,"Thursday",667.4,632.4,606.79999999999995,585.20000000000005,582.79999999999995,607.4,519,535.6,562,568,566.20000000000005,561.20000000000005,555.5,585,587.79999999999995,581.79999999999995,556.70000000000005,540,712.2,728.3,733.6,734.3,676.1,640.70000000000005,14626,715.71393116856757,"s1","d1","s1d1",null,null,null,null,null,null,null,null,null,null,null,null,null,null,null,null,null,null,null,null,null,null,null,null,null,null,null,null,null,null,null,null,null,null,null,null,null,null,null,null,null,null,5,11,107,{"$f":"OFFSET(CIV!$D$1,IF($CA$1,BX109,366-BX109),BY109)","v":491.5},{"$f":"IF(BZ109=SUMIF(CIV!$AQ$51:$AQ$90,CB108,CIV!$BK$51:$BK$90),CB108+1,CB108)","v":1},766.4,{"$f":"SUMIF(CIV!$AQ$51:$AQ$90,CB109,CIV!$BJ$51:$BJ$90)","v":803.6}]
[109,"2008-04-18",5,"Friday",617.6,601.20000000000005,582.5,567.29999999999995,574.70000000000005,595.70000000000005,508,534.29999999999995,577.70000000000005,594.6,598.70000000000005,611.6,586,613.5,621.6,608,582.29999999999995,546.29999999999995,712.5,760.5,740.5,749.1,728.2,691.2,14903.6,715.39253805171086,"s1","d1","s1d1",null,null,null,null,null,null,null,null,null,null,null,null,null,null,null,null,null,null,null,null,null,null,null,null,null,null,null,null,null,null,null,null,null,null,null,null,null,null,null,null,null,null,5,12,108,{"$f":"OFFSET(CIV!$D$1,IF($CA$1,BX110,366-BX110),BY110)","v":483.4},{"$f":"IF(BZ110=SUMIF(CIV!$AQ$51:$AQ$90,CB109,CIV!$BK$51:$BK$90),CB109+1,CB109)","v":1},766.2,{"$f":"SUMIF(CIV!$AQ$51:$AQ$90,CB110,CIV!$BJ$51:$BJ$90)","v":803.6}]
[110,"2008-04-19",6,"Saturday",654.1,632.1,620.1,602.29999999999995,597.79999999999995,594.79999999999995,494.5,488.3,500.3,505.5,515.6,521,502.5,502.5,505.7,490,488,499.1,692.3,709.3,722.1,710.1,700.1,629.5,13877.600000000002,713.08328424653985,"s1","d1","s1d1",null,null,null,null,null,null,null,null,null,null,null,null,null,null,null,null,null,null,null,null,null,null,null,null,null,null,null,null,null,null,null,null,null,null,null,null,null,null,null,null,null,null,5,13,109,{"$f":"OFFSET(CIV!$D$1,IF($CA$1,BX111,366-BX111),BY111)","v":482.6},{"$f":"IF(BZ111=SUMIF(CIV!$AQ$51:$AQ$90,CB110,CIV!$BK$51:$BK$90),CB110+1,CB110)","v":1},766.2,{"$f":"SUMIF(CIV!$AQ$51:$AQ$90,CB111,CIV!$BJ$51:$BJ$90)","v":803.6}]
[111,"2008-04-20",7,"Sunday",637,621.4,583.9,585.79999999999995,580.29999999999995,562.29999999999995,464.4,443,430.7,432.2,434.9,434.2,451.4,456.8,464.2,459.9,455.3,460.9,667.5,709.7,716.2,723.9,690.2,644,13110.1,708.5249558218859,"s1","d1","s1d1",null,null,null,null,null,null,null,null,null,null,null,null,null,null,null,null,null,null,null,null,null,null,null,null,null,null,null,null,null,null,null,null,null,null,null,null,null,null,null,null,null,null,5,14,110,{"$f":"OFFSET(CIV!$D$1,IF($CA$1,BX112,366-BX112),BY112)","v":472.8},{"$f":"IF(BZ112=SUMIF(CIV!$AQ$51:$AQ$90,CB111,CIV!$BK$51:$BK$90),CB111+1,CB111)","v":1},766.2,{"$f":"SUMIF(CIV!$AQ$51:$AQ$90,CB112,CIV!$BJ$51:$BJ$90)","v":803.6}]
[112,"2008-04-21",1,"Monday",634.79999999999995,581,576.1,543.5,548.20000000000005,544.29999999999995,477.2,533.29999999999995,576.70000000000005,595.5,601.6,595.70000000000005,584.79999999999995,583.29999999999995,574.4,588.4,550.6,544.9,619.1,586,690,701.2,699.9,660.8,14191.300000000001,699.5824602396973,"s1","d1","s1d1",null,null,null,null,null,null,null,null,null,null,null,null,null,null,null,null,null,null,null,null,null,null,null,null,null,null,null,null,null,null,null,null,null,null,null,null,null,null,null,null,null,null,5,15,111,{"$f":"OFFSET(CIV!$D$1,IF($CA$1,BX113,366-BX113),BY113)","v":476},{"$f":"IF(BZ113=SUMIF(CIV!$AQ$51:$AQ$90,CB112,CIV!$BK$51:$BK$90),CB112+1,CB112)","v":1},766.1,{"$f":"SUMIF(CIV!$AQ$51:$AQ$90,CB113,CIV!$BJ$51:$BJ$90)","v":803.6}]
[113,"2008-04-22",2,"Tuesday",631.20000000000005,621.79999999999995,607.20000000000005,606.20000000000005,607.9,603.1,519.1,571.70000000000005,610.4,614.5,632.70000000000005,627.79999999999995,615.20000000000005,632.1,643.70000000000005,630.4,597.1,565.79999999999995,740.9,767.6,773.2,762.7,718.6,677.7,15378.600000000002,703.71421421572757,"s1","d1","s1d1",null,null,null,null,null,null,null,null,null,null,null,null,null,null,null,null,null,null,null,null,null,null,null,null,null,null,null,null,null,null,null,null,null,null,null,null,null,null,null,null,null,null,5,16,112,{"$f":"OFFSET(CIV!$D$1,IF($CA$1,BX114,366-BX114),BY114)","v":466.4},{"$f":"IF(BZ114=SUMIF(CIV!$AQ$51:$AQ$90,CB113,CIV!$BK$51:$BK$90),CB113+1,CB113)","v":1},766,{"$f":"SUMIF(CIV!$AQ$51:$AQ$90,CB114,CIV!$BJ$51:$BJ$90)","v":803.6}]
[114,"2008-04-23",3,"Wednesday",674.3,627.70000000000005,628.79999999999995,616.6,633.6,616.29999999999995,541.20000000000005,589.1,607.70000000000005,600.9,620.5,543.1,567.4,569.29999999999995,572,571.6,568.5,536.1,716.1,730.7,731.1,717.7,677.8,625,14883.100000000002,704.95279279415479,"s1","d1","s1d1",null,null,null,null,null,null,null,null,null,null,null,null,null,null,null,null,null,null,null,null,null,null,null,null,null,null,null,null,null,null,null,null,null,null,null,null,null,null,null,null,null,null,5,17,113,{"$f":"OFFSET(CIV!$D$1,IF($CA$1,BX115,366-BX115),BY115)","v":464.9},{"$f":"IF(BZ115=SUMIF(CIV!$AQ$51:$AQ$90,CB114,CIV!$BK$51:$BK$90),CB114+1,CB114)","v":1},765.9,{"$f":"SUMIF(CIV!$AQ$51:$AQ$90,CB115,CIV!$BJ$51:$BJ$90)","v":803.6}]
[115,"2008-04-24",4,"Thursday",598.1,589.9,586,568.29999999999995,573.6,576,504.8,546.29999999999995,568,577.1,594.5,594.6,602.1,617.70000000000005,635.9,620.29999999999995,597.1,573.70000000000005,725.9,716.4,711.7,713.3,679.2,663.6,14734.100000000002,707.04751351473931,"s1","d1","s1d1",null,null,null,null,null,null,null,null,null,null,null,null,null,null,null,null,null,null,null,null,null,null,null,null,null,null,null,null,null,null,null,null,null,null,null,null,null,null,null,null,null,null,5,18,114,{"$f":"OFFSET(CIV!$D$1,IF($CA$1,BX116,366-BX116),BY116)","v":486.5},{"$f":"IF(BZ116=SUMIF(CIV!$AQ$51:$AQ$90,CB115,CIV!$BK$51:$BK$90),CB115+1,CB115)","v":1},765.9,{"$f":"SUMIF(CIV!$AQ$51:$AQ$90,CB116,CIV!$BJ$51:$BJ$90)","v":803.6}]
[116,"2008-04-25",5,"Friday",639.6,624.20000000000005,604.5,589.4,589.9,587.29999999999995,515,552.5,579.1,588.9,599.4,596.5,562.70000000000005,585.70000000000005,575.70000000000005,562.4,523.70000000000005,564.9,704.9,719.1,693.3,670,615.9,584.5,14429.1,706.83276216326544,"s1","d1","s1d1",null,null,null,null,null,null,null,null,null,null,null,null,null,null,null,null,null,null,null,null,null,null,null,null,null,null,null,null,null,null,null,null,null,null,null,null,null,null,null,null,null,null,5,19,115,{"$f":"OFFSET(CIV!$D$1,IF($CA$1,BX117,366-BX117),BY117)","v":673},{"$f":"IF(BZ117=SUMIF(CIV!$AQ$51:$AQ$90,CB116,CIV!$BK$51:$BK$90),CB116+1,CB116)","v":1},765.4,{"$f":"SUMIF(CIV!$AQ$51:$AQ$90,CB117,CIV!$BJ$51:$BJ$90)","v":803.6}]
[117,"2008-04-26",6,"Saturday",567,553.70000000000005,543.1,537.5,535.6,499.2,459.8,456.6,471.3,468.5,488.9,492.3,478,472,478.2,477.9,467.5,464.7,658.5,688.8,699.8,693.4,673.8,638.5,12964.599999999997,701.99948594693899,"s1","d1","s1d1",null,null,null,null,null,null,null,null,null,null,null,null,null,null,null,null,null,null,null,null,null,null,null,null,null,null,null,null,null,null,null,null,null,null,null,null,null,null,null,null,null,null,5,20,116,{"$f":"OFFSET(CIV!$D$1,IF($CA$1,BX118,366-BX118),BY118)","v":705.9},{"$f":"IF(BZ118=SUMIF(CIV!$AQ$51:$AQ$90,CB117,CIV!$BK$51:$BK$90),CB117+1,CB117)","v":1},765.4,{"$f":"SUMIF(CIV!$AQ$51:$AQ$90,CB118,CIV!$BJ$51:$BJ$90)","v":803.6}]
[118,"2008-04-27",7,"Sunday",616.4,587.29999999999995,576.1,566.70000000000005,566.9,546.6,454.4,431,415.1,405.5,421.2,428.9,442.1,448.7,428.7,445.1,465,506.6,657.8,673.5,668.1,641.1,590.5,540,12523.300000000001,697.5795373522451,"s1","d1","s1d1",null,null,null,null,null,null,null,null,null,null,null,null,null,null,null,null,null,null,null,null,null,null,null,null,null,null,null,null,null,null,null,null,null,null,null,null,null,null,null,null,null,null,5,21,117,{"$f":"OFFSET(CIV!$D$1,IF($CA$1,BX119,366-BX119),BY119)","v":703.4},{"$f":"IF(BZ119=SUMIF(CIV!$AQ$51:$AQ$90,CB118,CIV!$BK$51:$BK$90),CB118+1,CB118)","v":2},765,{"$f":"SUMIF(CIV!$AQ$51:$AQ$90,CB119,CIV!$BJ$51:$BJ$90)","v":716.53351422037883}]
[119,"2008-04-28",1,"Monday",545.9,531.6,512.1,513.29999999999995,523.4,534.1,476,500.3,551.79999999999995,563.70000000000005,569.20000000000005,573.9,563.5,581.20000000000005,602.29999999999995,597.9,578.5,549.5,722.5,746.7,741.2,739.9,692.3,654,14164.8,700.07158361702056,"s1","d1","s1d1",null,null,null,null,null,null,null,null,null,null,null,null,null,null,null,null,null,null,null,null,null,null,null,null,null,null,null,null,null,null,null,null,null,null,null,null,null,null,null,null,null,null,5,22,118,{"$f":"OFFSET(CIV!$D$1,IF($CA$1,BX120,366-BX120),BY120)","v":694},{"$f":"IF(BZ120=SUMIF(CIV!$AQ$51:$AQ$90,CB119,CIV!$BK$51:$BK$90),CB119+1,CB119)","v":2},764.8,{"$f":"SUMIF(CIV!$AQ$51:$AQ$90,CB120,CIV!$BJ$51:$BJ$90)","v":716.53351422037883}]
[120,"2008-04-29",2,"Tuesday",616.79999999999995,617.29999999999995,619.70000000000005,587,593.20000000000005,584.9,492.3,538.1,585.5,593.4,613,596,599.1,597.70000000000005,608.9,603.79999999999995,592.6,548.70000000000005,733.7,751,736.1,725.8,698.2,652.9,14885.7,703.4344252553185,"s1","d1","s1d1",null,null,null,null,null,null,null,null,null,null,null,null,null,null,null,null,null,null,null,null,null,null,null,null,null,null,null,null,null,null,null,null,null,null,null,null,null,null,null,null,null,null,5,23,119,{"$f":"OFFSET(CIV!$D$1,IF($CA$1,BX121,366-BX121),BY121)","v":677.2},{"$f":"IF(BZ121=SUMIF(CIV!$AQ$51:$AQ$90,CB120,CIV!$BK$51:$BK$90),CB120+1,CB120)","v":2},764.8,{"$f":"SUMIF(CIV!$AQ$51:$AQ$90,CB121,CIV!$BJ$51:$BJ$90)","v":716.53351422037883}]
[121,"2008-04-30",3,"Wednesday",636,607.6,598.29999999999995,599.1,598.6,578.79999999999995,476,537,583.4,590.29999999999995,588.20000000000005,592.9,578.70000000000005,590.9,599.9,582.29999999999995,568.79999999999995,556.20000000000005,703.3,740.4,735.2,722,693,659.7,14716.599999999999,703.42098272978672,"s1","d1","s1d1",null,null,null,null,null,null,null,null,null,null,null,null,null,null,null,null,null,null,null,null,null,null,null,null,null,null,null,null,null,null,null,null,null,null,null,null,null,null,null,null,null,null,5,24,120,{"$f":"OFFSET(CIV!$D$1,IF($CA$1,BX122,366-BX122),BY122)","v":643.70000000000005},{"$f":"IF(BZ122=SUMIF(CIV!$AQ$51:$AQ$90,CB121,CIV!$BK$51:$BK$90),CB121+1,CB121)","v":2},764.7,{"$f":"SUMIF(CIV!$AQ$51:$AQ$90,CB122,CIV!$BJ$51:$BJ$90)","v":716.53351422037883}]
[122,"2008-05-01",4,"Thursday",621.20000000000005,597.5,581.20000000000005,569.70000000000005,591.70000000000005,562.4,461.1,427.3,417.8,419.5,418.9,427.4,433.8,435.4,445.7,437.4,426.7,436,641.79999999999995,681,683.4,676.7,652.5,609.1,12655.199999999999,697.258884456808,"s1","d1","s1d1",null,null,null,null,null,null,null,null,null,null,null,null,null,null,null,null,null,null,null,null,null,null,null,null,null,null,null,null,null,null,null,null,null,null,null,null,null,null,null,null,null,null,6,1,121,{"$f":"OFFSET(CIV!$D$1,IF($CA$1,BX123,366-BX123),BY123)","v":609.70000000000005},{"$f":"IF(BZ123=SUMIF(CIV!$AQ$51:$AQ$90,CB122,CIV!$BK$51:$BK$90),CB122+1,CB122)","v":2},764.7,{"$f":"SUMIF(CIV!$AQ$51:$AQ$90,CB123,CIV!$BJ$51:$BJ$90)","v":716.53351422037883}]
[123,"2008-05-02",5,"Friday",576.70000000000005,568.29999999999995,550.79999999999995,540.70000000000005,546.6,552.9,481.9,528.29999999999995,555.70000000000005,573.4,585.6,581.9,571.5,583.70000000000005,594.29999999999995,589.70000000000005,572.79999999999995,571.1,718.9,749.7,741.2,732.4,716.1,576.70000000000005,14360.900000000001,699.42299601112722,"s1","d1","s1d1",null,null,null,null,null,null,null,null,null,null,null,null,null,null,null,null,null,null,null,null,null,null,null,null,null,null,null,null,null,null,null,null,null,null,null,null,null,null,null,null,null,null,6,2,122,{"$f":"OFFSET(CIV!$D$1,IF($CA$1,BX124,366-BX124),BY124)","v":572.29999999999995},{"$f":"IF(BZ124=SUMIF(CIV!$AQ$51:$AQ$90,CB123,CIV!$BK$51:$BK$90),CB123+1,CB123)","v":2},764.7,{"$f":"SUMIF(CIV!$AQ$51:$AQ$90,CB124,CIV!$BJ$51:$BJ$90)","v":716.53351422037883}]
[124,"2008-05-03",6,"Saturday",628.79999999999995,521.1,580.29999999999995,570.5,568.4,536.70000000000005,493.1,488.9,485.6,482.2,486.7,484.7,470.8,471,467.6,471.2,467.1,479.1,663.1,693.7,701.5,698.2,668,627.29999999999995,13205.600000000002,695.79069641001456,"s1","d1","s1d1",null,null,null,null,null,null,null,null,null,null,null,null,null,null,null,null,null,null,null,null,null,null,null,null,null,null,null,null,null,null,null,null,null,null,null,null,null,null,null,null,null,null,6,3,123,{"$f":"OFFSET(CIV!$D$1,IF($CA$1,BX125,366-BX125),BY125)","v":570.70000000000005},{"$f":"IF(BZ125=SUMIF(CIV!$AQ$51:$AQ$90,CB124,CIV!$BK$51:$BK$90),CB124+1,CB124)","v":2},764.7,{"$f":"SUMIF(CIV!$AQ$51:$AQ$90,CB125,CIV!$BJ$51:$BJ$90)","v":716.53351422037883}]
[125,"2008-05-04",7,"Sunday",601.1,577.4,562.6,555,555.29999999999995,524.6,442.6,415.4,392.5,387.9,391.3,396.5,412.3,421.9,412.6,423.8,414.5,428.8,628.29999999999995,685.4,693.5,706,680,634.4,12343.699999999997,689.04162676901319,"s1","d1","s1d1",null,null,null,null,null,null,null,null,null,null,null,null,null,null,null,null,null,null,null,null,null,null,null,null,null,null,null,null,null,null,null,null,null,null,null,null,null,null,null,null,null,null,6,4,124,{"$f":"OFFSET(CIV!$D$1,IF($CA$1,BX126,366-BX126),BY126)","v":560.5},{"$f":"IF(BZ126=SUMIF(CIV!$AQ$51:$AQ$90,CB125,CIV!$BK$51:$BK$90),CB125+1,CB125)","v":2},764.6,{"$f":"SUMIF(CIV!$AQ$51:$AQ$90,CB126,CIV!$BJ$51:$BJ$90)","v":716.53351422037883}]
[126,"2008-05-05",1,"Monday",605,577.4,570.79999999999995,565.6,569.6,550.29999999999995,486.2,566.5,588.1,590.5,600.6,599.9,595,616.6,625.6,608.79999999999995,591.6,592,728.7,765.9,761.5,760.4,717.9,637.1,14871.6,693.00746409211195,"s1","d1","s1d1",null,null,null,null,null,null,null,null,null,null,null,null,null,null,null,null,null,null,null,null,null,null,null,null,null,null,null,null,null,null,null,null,null,null,null,null,null,null,null,null,null,null,6,5,125,{"$f":"OFFSET(CIV!$D$1,IF($CA$1,BX127,366-BX127),BY127)","v":559.70000000000005},{"$f":"IF(BZ127=SUMIF(CIV!$AQ$51:$AQ$90,CB126,CIV!$BK$51:$BK$90),CB126+1,CB126)","v":2},764.2,{"$f":"SUMIF(CIV!$AQ$51:$AQ$90,CB127,CIV!$BJ$51:$BJ$90)","v":716.53351422037883}]
[127,"2008-05-06",2,"Tuesday",630.9,610.79999999999995,578.4,570.4,575.79999999999995,563.70000000000005,496,530.5,558.70000000000005,570,563,562.29999999999995,560.20000000000005,587.6,603.79999999999995,598.5,597.5,555.29999999999995,713.7,734.7,723.2,719.9,680.7,665.1,14550.700000000003,695.07671768290072,"s2","d1","s2d1",null,null,null,null,null,null,null,null,null,null,null,null,null,null,null,null,null,null,null,null,null,null,null,null,null,null,null,null,null,null,null,null,null,null,null,null,null,null,null,null,null,null,6,6,126,{"$f":"OFFSET(CIV!$D$1,IF($CA$1,BX128,366-BX128),BY128)","v":568.20000000000005},{"$f":"IF(BZ128=SUMIF(CIV!$AQ$51:$AQ$90,CB127,CIV!$BK$51:$BK$90),CB127+1,CB127)","v":2},763.9,{"$f":"SUMIF(CIV!$AQ$51:$AQ$90,CB128,CIV!$BJ$51:$BJ$90)","v":716.53351422037883}]
[128,"2008-05-07",3,"Wednesday",650.9,617.20000000000005,579.4,598.9,599.9,576.5,509.9,572,578.29999999999995,574.9,581,586.1,569.9,590,604.20000000000005,606,569.9,547.79999999999995,718.6,746.2,746.9,750.4,714.6,683,14872.5,697.4290459146107,"s2","d1","s2d1",null,null,null,null,null,null,null,null,null,null,null,null,null,null,null,null,null,null,null,null,null,null,null,null,null,null,null,null,null,null,null,null,null,null,null,null,null,null,null,null,null,null,6,7,127,{"$f":"OFFSET(CIV!$D$1,IF($CA$1,BX129,366-BX129),BY129)","v":486.9},{"$f":"IF(BZ129=SUMIF(CIV!$AQ$51:$AQ$90,CB128,CIV!$BK$51:$BK$90),CB128+1,CB128)","v":2},763.9,{"$f":"SUMIF(CIV!$AQ$51:$AQ$90,CB129,CIV!$BJ$51:$BJ$90)","v":716.53351422037883}]
[129,"2008-05-08",4,{"$f":"VLOOKUP(C130,weekdays,2,FALSE)","v":"Thursday"},633.4,627.4,605.20000000000005,598.9,606,580.5,515.5,559.4,589.20000000000005,606.4,614.29999999999995,615.4,611.4,625.29999999999995,636.9,632.29999999999995,605,577,753.5,786.6,770.1,768.5,720.1,686.9,{"$f":"SUM(E130:AB130)","v":15325.199999999997},703.03614132314965,"s2","d1","s2d1",null,null,null,null,null,null,null,null,null,null,null,null,null,null,null,null,null,null,null,null,null,null,null,null,null,null,null,null,null,null,null,null,null,null,null,null,null,null,null,null,null,null,6,8,128,{"$f":"OFFSET(CIV!$D$1,IF($CA$1,BX130,366-BX130),BY130)","v":397.6},{"$f":"IF(BZ130=SUMIF(CIV!$AQ$51:$AQ$90,CB129,CIV!$BK$51:$BK$90),CB129+1,CB129)","v":2},763.7,{"$f":"SUMIF(CIV!$AQ$51:$AQ$90,CB130,CIV!$BJ$51:$BJ$90)","v":716.53351422037883}]
[130,"2008-05-09",{"$f":"WEEKDAY(B131,2)","v":5},"Friday",668.8,643,595.70000000000005,581.5,585.70000000000005,592.70000000000005,523.79999999999995,548,573.29999999999995,580.4,587.9,575.4,558.5,577.70000000000005,604,519.79999999999995,481.4,532.70000000000005,664.6,703.8,694.2,663.7,649.20000000000005,590.70000000000005,14296.500000000002,699.19252719083477,{"$f":"IF(AND(A131>$AJ$6,A131<$AJ$7),\"s2\",IF(A131<=$AJ$6,\"s1\",\"s3\"))","v":"s2"},"d1",{"$f":"AE131&AF131","v":"s2d1"},null,null,null,null,null,null,null,null,null,null,null,null,null,null,null,null,null,null,null,null,null,null,null,null,null,null,null,null,null,null,null,null,null,null,null,null,null,null,null,null,null,null,{"$f":"ROUNDDOWN((BZ131-1)/24,0)+1","v":6},9,129,{"$f":"OFFSET(CIV!$D$1,IF($CA$1,BX131,366-BX131),BY131)","v":416.2},{"$f":"IF(BZ131=SUMIF(CIV!$AQ$51:$AQ$90,CB130,CIV!$BK$51:$BK$90),CB130+1,CB130)","v":2},763.7,{"$f":"SUMIF(CIV!$AQ$51:$AQ$90,CB131,CIV!$BJ$51:$BJ$90)","v":716.53351422037883}]
[{"$f":"A131+1","v":131},"2008-05-10",6,"Saturday",575.20000000000005,556.1,543.70000000000005,534.6,544,523.1,449,464.4,466.2,472.8,487.1,484.8,479.8,492.2,487.3,474.5,467.6,481.5,663.9,709.3,710.6,707.1,689.1,650,13113.900000000001,695.66327447175127,"s2","d1","s2d1",null,null,null,null,null,null,null,null,null,null,null,null,null,null,null,null,null,null,null,null,null,null,null,null,null,null,null,null,null,null,null,null,null,null,null,null,null,null,null,null,null,null,6,10,{"$f":"BZ131+1","v":130},{"$f":"OFFSET(CIV!$D$1,IF($CA$1,BX132,366-BX132),BY132)","v":410},{"$f":"IF(BZ132=SUMIF(CIV!$AQ$51:$AQ$90,CB131,CIV!$BK$51:$BK$90),CB131+1,CB131)","v":2},763.6,{"$f":"SUMIF(CIV!$AQ$51:$AQ$90,CB132,CIV!$BJ$51:$BJ$90)","v":716.53351422037883}]
[132,"2008-05-11",7,"Sunday",616.20000000000005,600.70000000000005,589.29999999999995,570.79999999999995,565.29999999999995,496.2,433.4,415.2,414.8,440.3,417,403.8,429,436.2,432.3,438.1,432.3,431.4,643.20000000000005,688.5,646.79999999999995,679.7,617.9,586.79999999999995,12425.2,690.41694702457619,"s2","d1","s2d1",null,null,null,null,null,null,null,null,null,null,null,null,null,null,null,null,null,null,null,null,null,null,null,null,null,null,null,null,null,null,null,null,null,null,null,null,null,null,null,null,null,null,6,11,131,{"$f":"OFFSET(CIV!$D$1,IF($CA$1,BX133,366-BX133),BY133)","v":401.3},{"$f":"IF(BZ133=SUMIF(CIV!$AQ$51:$AQ$90,CB132,CIV!$BK$51:$BK$90),CB132+1,CB132)","v":2},763.6,{"$f":"SUMIF(CIV!$AQ$51:$AQ$90,CB133,CIV!$BJ$51:$BJ$90)","v":716.53351422037883}]
[133,"2008-05-12",1,"Monday",563.6,534.9,526.5,517.79999999999995,523,499.8,432.9,410.4,407.8,421.5,430.8,429.6,442.4,460.7,465.4,451.9,442.3,447.4,656.7,694.5,694.7,696.6,669.4,622.6,12443.200000000003,687.04525232211859,"s2","d1","s2d1",null,null,null,null,null,null,null,null,null,null,null,null,null,null,null,null,null,null,null,null,null,null,null,null,null,null,null,null,null,null,null,null,null,null,null,null,null,null,null,null,null,null,6,12,132,{"$f":"OFFSET(CIV!$D$1,IF($CA$1,BX134,366-BX134),BY134)","v":410.2},{"$f":"IF(BZ134=SUMIF(CIV!$AQ$51:$AQ$90,CB133,CIV!$BK$51:$BK$90),CB133+1,CB133)","v":2},763.4,{"$f":"SUMIF(CIV!$AQ$51:$AQ$90,CB134,CIV!$BJ$51:$BJ$90)","v":716.53351422037883}]
[134,"2008-05-13",2,"Tuesday",599.29999999999995,573.4,568,563.1,568.5,554.6,486.7,552.1,575.20000000000005,591.79999999999995,583.70000000000005,548.4,522.1,525.79999999999995,551.79999999999995,560.70000000000005,545.5,541.79999999999995,691.4,701,717.7,686,648.1,596,14052.7,687.48072708990674,"s2","d1","s2d1",null,null,null,null,null,null,null,null,null,null,null,null,null,null,null,null,null,null,null,null,null,null,null,null,null,null,null,null,null,null,null,null,null,null,null,null,null,null,null,null,null,null,6,13,133,{"$f":"OFFSET(CIV!$D$1,IF($CA$1,BX135,366-BX135),BY135)","v":415.7},{"$f":"IF(BZ135=SUMIF(CIV!$AQ$51:$AQ$90,CB134,CIV!$BK$51:$BK$90),CB134+1,CB134)","v":2},763.3,{"$f":"SUMIF(CIV!$AQ$51:$AQ$90,CB135,CIV!$BJ$51:$BJ$90)","v":716.53351422037883}]
[135,"2008-05-14",3,"Wednesday",576.1,514.4,534.20000000000005,545.20000000000005,536.6,535.1,479.4,519.4,537.29999999999995,569.20000000000005,564.85,558.6,567.9,586,596.9,586,571,564.6,718.7,746,750.2,733.6,691.3,643.29999999999995,14225.85,690.60265438091608,"s2","d1","s2d1",null,null,null,null,null,null,null,null,null,null,null,null,null,null,null,null,null,null,null,null,null,null,null,null,null,null,null,null,null,null,null,null,null,null,null,null,null,null,null,null,null,null,6,14,134,{"$f":"OFFSET(CIV!$D$1,IF($CA$1,BX136,366-BX136),BY136)","v":420.1},{"$f":"IF(BZ136=SUMIF(CIV!$AQ$51:$AQ$90,CB135,CIV!$BK$51:$BK$90),CB135+1,CB135)","v":2},763.2,{"$f":"SUMIF(CIV!$AQ$51:$AQ$90,CB136,CIV!$BJ$51:$BJ$90)","v":716.53351422037883}]
[136,"2008-05-15",4,"Thursday",623.29999999999995,596.20000000000005,575.20000000000005,564.70000000000005,572.1,553.20000000000005,482.1,520,539.6,562.79999999999995,587.79999999999995,590.5,579.4,601.5,604.4,587,552.29999999999995,556.1,745.4,767.3,751,748.9,732.8,681.8,14675.399999999996,696.08238894282442,"s2","d1","s2d1",null,null,null,null,null,null,null,null,null,null,null,null,null,null,null,null,null,null,null,null,null,null,null,null,null,null,null,null,null,null,null,null,null,null,null,null,null,null,null,null,null,null,6,15,135,{"$f":"OFFSET(CIV!$D$1,IF($CA$1,BX137,366-BX137),BY137)","v":426.9},{"$f":"IF(BZ137=SUMIF(CIV!$AQ$51:$AQ$90,CB136,CIV!$BK$51:$BK$90),CB136+1,CB136)","v":2},763.2,{"$f":"SUMIF(CIV!$AQ$51:$AQ$90,CB137,CIV!$BJ$51:$BJ$90)","v":716.53351422037883}]
[137,"2008-05-16",5,"Friday",648.79999999999995,617.29999999999995,612,601.1,597.4,589.5,508.8,543,573.70000000000005,576.1,582.1,574.4,556.9,577.9,606.4,585.9,570.9,553.29999999999995,722.6,756.4,629.6,669.6,649.29999999999995,610.20000000000005,14513.199999999999,698.73415004854201,"s2","d1","s2d1",null,null,null,null,null,null,null,null,null,null,null,null,null,null,null,null,null,null,null,null,null,null,null,null,null,null,null,null,null,null,null,null,null,null,null,null,null,null,null,null,null,null,6,16,136,{"$f":"OFFSET(CIV!$D$1,IF($CA$1,BX138,366-BX138),BY138)","v":423.3},{"$f":"IF(BZ138=SUMIF(CIV!$AQ$51:$AQ$90,CB137,CIV!$BK$51:$BK$90),CB137+1,CB137)","v":2},763.1,{"$f":"SUMIF(CIV!$AQ$51:$AQ$90,CB138,CIV!$BJ$51:$BJ$90)","v":716.53351422037883}]
[138,"2008-05-17",6,"Saturday",576.6,570.79999999999995,557.5,551.6,557.5,531.5,468.9,470.9,468.6,470.5,480.5,488.3,477.2,490.4,485.6,466.8,463.3,479.3,670.9,699.4,698.4,713.4,693.3,640.70000000000005,13171.899999999998,695.95073504368781,"s2","d1","s2d1",null,null,null,null,null,null,null,null,null,null,null,null,null,null,null,null,null,null,null,null,null,null,null,null,null,null,null,null,null,null,null,null,null,null,null,null,null,null,null,null,null,null,6,17,137,{"$f":"OFFSET(CIV!$D$1,IF($CA$1,BX139,366-BX139),BY139)","v":427.6},{"$f":"IF(BZ139=SUMIF(CIV!$AQ$51:$AQ$90,CB138,CIV!$BK$51:$BK$90),CB138+1,CB138)","v":2},763.1,{"$f":"SUMIF(CIV!$AQ$51:$AQ$90,CB139,CIV!$BJ$51:$BJ$90)","v":716.53351422037883}]
[139,"2008-05-18",7,"Sunday",618.70000000000005,605.6,592.6,565.20000000000005,543.9,509.2,456.8,436.1,429.4,416.7,415.7,427.5,444.7,449,436.9,444.6,458.2,458.22,652.5,686.6,702.3,700.3,658.1,616.5,12725.319999999998,691.60566153931904,"s2","d1","s2d1",null,null,null,null,null,null,null,null,null,null,null,null,null,null,null,null,null,null,null,null,null,null,null,null,null,null,null,null,null,null,null,null,null,null,null,null,null,null,null,null,null,null,6,18,138,{"$f":"OFFSET(CIV!$D$1,IF($CA$1,BX140,366-BX140),BY140)","v":420.6},{"$f":"IF(BZ140=SUMIF(CIV!$AQ$51:$AQ$90,CB139,CIV!$BK$51:$BK$90),CB139+1,CB139)","v":2},763,{"$f":"SUMIF(CIV!$AQ$51:$AQ$90,CB140,CIV!$BJ$51:$BJ$90)","v":716.53351422037883}]
[140,"2008-05-19",1,"Monday",583.29999999999995,561,498.1,496.3,506,529,489.3,512.1,537.6,536.1,538.1,531.20000000000005,514.70000000000005,538.20000000000005,535.5,555.4,540.1,506.7,654.6,704.1,698.7,699.8,663.4,598.9,13528.200000000003,{"$f":"AD140*(1-$AH$1)+W141*$AH$1","v":687.9050953853872},"s2","d1","s2d1",null,null,null,null,null,null,null,null,null,null,null,null,null,null,null,null,null,null,null,null,null,null,null,null,null,null,null,null,null,null,null,null,null,null,null,null,null,null,null,null,null,null,6,19,139,{"$f":"OFFSET(CIV!$D$1,IF($CA$1,BX141,366-BX141),BY141)","v":653.70000000000005},{"$f":"IF(BZ141=SUMIF(CIV!$AQ$51:$AQ$90,CB140,CIV!$BK$51:$BK$90),CB140+1,CB140)","v":2},762.9,{"$f":"SUMIF(CIV!$AQ$51:$AQ$90,CB141,CIV!$BJ$51:$BJ$90)","v":716.53351422037883}]
[141,"2008-05-20",2,"Tuesday",576.70000000000005,563.4,548.1,546.5,556.20000000000005,526.4,492.4,522.1,553.1,562,569.70000000000005,566.29999999999995,555.20000000000005,553.70000000000005,582.4,582.20000000000005,554.9,530.1,716.3,743.2,730.2,726.3,704.9,641.6,14203.900000000001,690.74458584684851,"s2","d1","s2d1",null,null,null,null,null,null,null,null,null,null,null,null,null,null,null,null,null,null,null,null,null,null,null,null,null,null,null,null,null,null,null,null,null,null,null,null,null,null,null,null,null,null,6,20,140,{"$f":"OFFSET(CIV!$D$1,IF($CA$1,BX142,366-BX142),BY142)","v":686},{"$f":"IF(BZ142=SUMIF(CIV!$AQ$51:$AQ$90,CB141,CIV!$BK$51:$BK$90),CB141+1,CB141)","v":2},762.7,{"$f":"SUMIF(CIV!$AQ$51:$AQ$90,CB142,CIV!$BJ$51:$BJ$90)","v":716.53351422037883}]
[142,"2008-05-21",3,"Wednesday",611,595.5,583.9,567.5,574.70000000000005,561.20000000000005,494.5,534,567.70000000000005,577.6,609.70000000000005,579.20000000000005,587.5,588.5,598.20000000000005,582.79999999999995,566.29999999999995,537.9,720.2,751.1,747.1,748.9,722.8,670.9,14678.699999999999,693.69012726216363,"s2","d1","s2d1",null,null,null,null,null,null,null,null,null,null,null,null,null,null,null,null,null,null,null,null,null,null,null,null,null,null,null,null,null,null,null,null,null,null,null,null,null,null,null,null,null,null,6,21,141,{"$f":"OFFSET(CIV!$D$1,IF($CA$1,BX143,366-BX143),BY143)","v":679.7},{"$f":"IF(BZ143=SUMIF(CIV!$AQ$51:$AQ$90,CB142,CIV!$BK$51:$BK$90),CB142+1,CB142)","v":2},762.1,{"$f":"SUMIF(CIV!$AQ$51:$AQ$90,CB143,CIV!$BJ$51:$BJ$90)","v":716.53351422037883}]
[143,"2008-05-22",4,"Thursday",634.29999999999995,614.79999999999995,605.70000000000005,596.1,585.4,579.6,508.7,545.4,527.29999999999995,551.6,558.79999999999995,558.70000000000005,549.20000000000005,566.1,577.5,576.9,562.70000000000005,560.20000000000005,723.8,723.6,736.8,715.6,678,654.70000000000005,14491.500000000002,696.70111453594723,"s2","d1","s2d1",null,null,null,null,null,null,null,null,null,null,null,null,null,null,null,null,null,null,null,null,null,null,null,null,null,null,null,null,null,null,null,null,null,null,null,null,null,null,null,null,null,null,6,22,142,{"$f":"OFFSET(CIV!$D$1,IF($CA$1,BX144,366-BX144),BY144)","v":685.1},{"$f":"IF(BZ144=SUMIF(CIV!$AQ$51:$AQ$90,CB143,CIV!$BK$51:$BK$90),CB143+1,CB143)","v":2},762,{"$f":"SUMIF(CIV!$AQ$51:$AQ$90,CB144,CIV!$BJ$51:$BJ$90)","v":716.53351422037883}]
[144,"2008-05-23",5,"Friday",629.6,601.5,598.5,584.6,588.29999999999995,565.1,510.1,531.29999999999995,562.70000000000005,580.79999999999995,593.20000000000005,587.70000000000005,570.70000000000005,591.9,602,594.20000000000005,575,546.4,705.7,752.5,752.2,746,737.4,708.5,14815.900000000001,697.60100308235258,"s2","d1","s2d1",null,null,null,null,null,null,null,null,null,null,null,null,null,null,null,null,null,null,null,null,null,null,null,null,null,null,null,null,null,null,null,null,null,null,null,null,null,null,null,null,null,null,6,23,143,{"$f":"OFFSET(CIV!$D$1,IF($CA$1,BX145,366-BX145),BY145)","v":640.29999999999995},{"$f":"IF(BZ145=SUMIF(CIV!$AQ$51:$AQ$90,CB144,CIV!$BK$51:$BK$90),CB144+1,CB144)","v":2},761.8,{"$f":"SUMIF(CIV!$AQ$51:$AQ$90,CB145,CIV!$BJ$51:$BJ$90)","v":716.53351422037883}]
[145,"2008-05-24",6,"Saturday",692.5,648.79999999999995,619,604.6,605.70000000000005,575.20000000000005,493.1,488.9,492.6,505.1,509.5,510.5,506.6,495.8,492.6,486.3,491.2,518.1,662.5,719.9,723.5,705.8,662.1,474.3,13684.2,694.09090277411735,"s2","d1","s2d1",null,null,null,null,null,null,null,null,null,null,null,null,null,null,null,null,null,null,null,null,null,null,null,null,null,null,null,null,null,null,null,null,null,null,null,null,null,null,null,null,null,null,6,24,144,{"$f":"OFFSET(CIV!$D$1,IF($CA$1,BX146,366-BX146),BY146)","v":585.20000000000005},{"$f":"IF(BZ146=SUMIF(CIV!$AQ$51:$AQ$90,CB145,CIV!$BK$51:$BK$90),CB145+1,CB145)","v":2},761.7,{"$f":"SUMIF(CIV!$AQ$51:$AQ$90,CB146,CIV!$BJ$51:$BJ$90)","v":716.53351422037883}]
[146,"2008-05-25",7,"Sunday",558.4,553.20000000000005,549.6,538.4,543.9,509.4,452.4,414.6,409.1,408.7,410.1,411.3,410.2,436.7,411.6,415.9,438.8,462.7,632.79999999999995,646.5,646.5,627.6,589.9,545.5,12023.800000000001,687.96181249670565,"s2","d1","s2d1",null,null,null,null,null,null,null,null,null,null,null,null,null,null,null,null,null,null,null,null,null,null,null,null,null,null,null,null,null,null,null,null,null,null,null,null,null,null,null,null,null,null,7,1,145,{"$f":"OFFSET(CIV!$D$1,IF($CA$1,BX147,366-BX147),BY147)","v":569.5},{"$f":"IF(BZ147=SUMIF(CIV!$AQ$51:$AQ$90,CB146,CIV!$BK$51:$BK$90),CB146+1,CB146)","v":2},761.5,{"$f":"SUMIF(CIV!$AQ$51:$AQ$90,CB147,CIV!$BJ$51:$BJ$90)","v":716.53351422037883}]
[147,"2008-05-26",1,"Monday",527,505.1,505.4,491.9,510.2,499.3,456.5,497,533.20000000000005,545.29999999999995,551.1,551.5,525.29999999999995,541.6,559.20000000000005,565.1,552.29999999999995,526.29999999999995,695.3,721,715.9,706,675.7,623.20000000000005,13580.4,688.69563124703507,"s2","d1","s2d1",null,null,null,null,null,null,null,null,null,null,null,null,null,null,null,null,null,null,null,null,null,null,null,null,null,null,null,null,null,null,null,null,null,null,null,null,null,null,null,null,null,null,7,2,146,{"$f":"OFFSET(CIV!$D$1,IF($CA$1,BX148,366-BX148),BY148)","v":552.6},{"$f":"IF(BZ148=SUMIF(CIV!$AQ$51:$AQ$90,CB147,CIV!$BK$51:$BK$90),CB147+1,CB147)","v":2},761.3,{"$f":"SUMIF(CIV!$AQ$51:$AQ$90,CB148,CIV!$BJ$51:$BJ$90)","v":716.53351422037883}]
[148,"2008-05-27",2,"Tuesday",594.6,579.6,578.4,556.6,561.70000000000005,542.79999999999995,488.1,520,560.1,572,576.70000000000005,570.70000000000005,571.70000000000005,584.4,591.20000000000005,601.6,588.4,557.5,723.2,752.8,753.2,743.8,718,664.8,14551.899999999998,692.1460681223316,"s2","d1","s2d1",null,null,null,null,null,null,null,null,null,null,null,null,null,null,null,null,null,null,null,null,null,null,null,null,null,null,null,null,null,null,null,null,null,null,null,null,null,null,null,null,null,null,7,3,147,{"$f":"OFFSET(CIV!$D$1,IF($CA$1,BX149,366-BX149),BY149)","v":541},{"$f":"IF(BZ149=SUMIF(CIV!$AQ$51:$AQ$90,CB148,CIV!$BK$51:$BK$90),CB148+1,CB148)","v":2},761.3,{"$f":"SUMIF(CIV!$AQ$51:$AQ$90,CB149,CIV!$BJ$51:$BJ$90)","v":716.53351422037883}]
[149,"2008-05-28",3,"Wednesday",654.79999999999995,608.4,605.20000000000005,602.1,602.5,577.5,512.29999999999995,554.9,565,579.5,563,551.9,532.9,526.9,532.4,545.4,533.1,521.9,679.9,705,703.5,658.9,613.4,562.6,14092.999999999998,690.92146131009849,"s2","d1","s2d1",null,null,null,null,null,null,null,null,null,null,null,null,null,null,null,null,null,null,null,null,null,null,null,null,null,null,null,null,null,null,null,null,null,null,null,null,null,null,null,null,null,null,7,4,148,{"$f":"OFFSET(CIV!$D$1,IF($CA$1,BX150,366-BX150),BY150)","v":528.5},{"$f":"IF(BZ150=SUMIF(CIV!$AQ$51:$AQ$90,CB149,CIV!$BK$51:$BK$90),CB149+1,CB149)","v":2},761.2,{"$f":"SUMIF(CIV!$AQ$51:$AQ$90,CB150,CIV!$BJ$51:$BJ$90)","v":716.53351422037883}]
[150,"2008-05-29",4,"Thursday",546.6,535.6,505.2,487.1,497.3,510.6,482,506.2,531.6,534.1,535.6,542.79999999999995,506.5,506.4,527.9,539.1,537.5,534.20000000000005,682.7,698.6,687.5,643,592.29999999999995,545.6,13216.000000000002,690.09931517908865,"s2","d1","s2d1",null,null,null,null,null,null,null,null,null,null,null,null,null,null,null,null,null,null,null,null,null,null,null,null,null,null,null,null,null,null,null,null,null,null,null,null,null,null,null,null,null,null,7,5,149,{"$f":"OFFSET(CIV!$D$1,IF($CA$1,BX151,366-BX151),BY151)","v":536.9},{"$f":"IF(BZ151=SUMIF(CIV!$AQ$51:$AQ$90,CB150,CIV!$BK$51:$BK$90),CB150+1,CB150)","v":2},760.8,{"$f":"SUMIF(CIV!$AQ$51:$AQ$90,CB151,CIV!$BJ$51:$BJ$90)","v":716.53351422037883}]
[151,"2008-05-30",5,"Friday",520.29999999999995,505.9,498.2,487.1,498,506.8,467,488.4,519.20000000000005,540.20000000000005,534.70000000000005,525,513.4,524.70000000000005,541.29999999999995,552.58000000000004,529.70000000000005,510.8,676,717.6,714.3,703.6,665.3,631.9,13371.98,688.68938366117982,"s2","d1","s2d1",null,null,null,null,null,null,null,null,null,null,null,null,null,null,null,null,null,null,null,null,null,null,null,null,null,null,null,null,null,null,null,null,null,null,null,null,null,null,null,null,null,null,7,6,150,{"$f":"OFFSET(CIV!$D$1,IF($CA$1,BX152,366-BX152),BY152)","v":558.79999999999995},{"$f":"IF(BZ152=SUMIF(CIV!$AQ$51:$AQ$90,CB151,CIV!$BK$51:$BK$90),CB151+1,CB151)","v":2},760.8,{"$f":"SUMIF(CIV!$AQ$51:$AQ$90,CB152,CIV!$BJ$51:$BJ$90)","v":716.53351422037883}]
[152,"2008-05-31",6,"Saturday",589.79999999999995,579.70000000000005,562.5,546.1,549.5,522.5,457.8,493.5,456,469.9,454.4,480.5,472.8,477.1,474,466.8,467.6,467.4,646.9,702.8,704.8,705.5,680.9,636.1,13064.899999999998,684.5104452950618,"s2","d1","s2d1",null,null,null,null,null,null,null,null,null,null,null,null,null,null,null,null,null,null,null,null,null,null,null,null,null,null,null,null,null,null,null,null,null,null,null,null,null,null,null,null,null,null,7,7,151,{"$f":"OFFSET(CIV!$D$1,IF($CA$1,BX153,366-BX153),BY153)","v":494.8},{"$f":"IF(BZ153=SUMIF(CIV!$AQ$51:$AQ$90,CB152,CIV!$BK$51:$BK$90),CB152+1,CB152)","v":2},760.5,{"$f":"SUMIF(CIV!$AQ$51:$AQ$90,CB153,CIV!$BJ$51:$BJ$90)","v":716.53351422037883}]
[153,"2008-06-01",7,"Sunday",606,579.20000000000005,570.20000000000005,557.45000000000005,555.4,527.29999999999995,447.2,448.4,429.5,420.9,425.3,421.2,432.8,430.9,433,448.1,441.7,469.8,648.70000000000005,676.3,681.4,664,638.29999999999995,616.6,12569.649999999998,680.92940076555567,"s2","d1","s2d1",null,null,null,null,null,null,null,null,null,null,null,null,null,null,null,null,null,null,null,null,null,null,null,null,null,null,null,null,null,null,null,null,null,null,null,null,null,null,null,null,null,null,7,8,152,{"$f":"OFFSET(CIV!$D$1,IF($CA$1,BX154,366-BX154),BY154)","v":504.9},{"$f":"IF(BZ154=SUMIF(CIV!$AQ$51:$AQ$90,CB153,CIV!$BK$51:$BK$90),CB153+1,CB153)","v":2},760.4,{"$f":"SUMIF(CIV!$AQ$51:$AQ$90,CB154,CIV!$BJ$51:$BJ$90)","v":716.53351422037883}]
[154,"2008-06-02",1,"Monday",549,516.70000000000005,531.9,521.4,540.4,528.5,482.7,516.1,549.9,564.29999999999995,561.5,563.4,560.1,574.6,584.78,577,555.9,531.5,693.4,729.6,734,733.1,689.4,647.5,14036.679999999998,682.17646068900012,"s2","d1","s2d1",null,null,null,null,null,null,null,null,null,null,null,null,null,null,null,null,null,null,null,null,null,null,null,null,null,null,null,null,null,null,null,null,null,null,null,null,null,null,null,null,null,null,7,{"$f":"BY131","v":9},153,{"$f":"OFFSET(CIV!$D$1,IF($CA$1,BX155,366-BX155),BY155)","v":530.1},{"$f":"IF(BZ155=SUMIF(CIV!$AQ$51:$AQ$90,CB154,CIV!$BK$51:$BK$90),CB154+1,CB154)","v":2},760.3,{"$f":"SUMIF(CIV!$AQ$51:$AQ$90,CB155,CIV!$BJ$51:$BJ$90)","v":716.53351422037883}]
[155,"2008-06-03",2,"Tuesday",610.9,583.20000000000005,575.6,576.4,563.20000000000005,554.9,494,529.70000000000005,559.29999999999995,574.9,580.20000000000005,562.20000000000005,408.1,478.6,540.5,539.79999999999995,544.20000000000005,513.79999999999995,681.9,710.6,716.1,669.1,566.4,590.1,13723.7,682.14881462010021,"s2","d1","s2d1",null,null,null,null,null,null,null,null,null,null,null,null,null,null,null,null,null,null,null,null,null,null,null,null,null,null,null,null,null,null,null,null,null,null,null,null,null,null,null,null,null,null,7,10,154,{"$f":"OFFSET(CIV!$D$1,IF($CA$1,BX156,366-BX156),BY156)","v":534.70000000000005},{"$f":"IF(BZ156=SUMIF(CIV!$AQ$51:$AQ$90,CB155,CIV!$BK$51:$BK$90),CB155+1,CB155)","v":2},760.2,{"$f":"SUMIF(CIV!$AQ$51:$AQ$90,CB156,CIV!$BJ$51:$BJ$90)","v":716.53351422037883}]
[156,"2008-06-04",3,"Wednesday",543.5,537.5,529.5,526.1,528.6,526.6,474.7,520.70000000000005,553.9,567,565.1,564.70000000000005,552.70000000000005,565.6,579.6,573.4,564.4,539.9,698.4,740.2,730.3,725.3,694,644.6,14046.3,683.77393315809024,"s2","d1","s2d1",null,null,null,null,null,null,null,null,null,null,null,null,null,null,null,null,null,null,null,null,null,null,null,null,null,null,null,null,null,null,null,null,null,null,null,null,null,null,null,null,null,null,7,11,155,{"$f":"OFFSET(CIV!$D$1,IF($CA$1,BX157,366-BX157),BY157)","v":532.79999999999995},{"$f":"IF(BZ157=SUMIF(CIV!$AQ$51:$AQ$90,CB156,CIV!$BK$51:$BK$90),CB156+1,CB156)","v":2},760.2,{"$f":"SUMIF(CIV!$AQ$51:$AQ$90,CB157,CIV!$BJ$51:$BJ$90)","v":716.53351422037883}]
[157,"2008-06-05",4,"Thursday",615.79999999999995,600.29999999999995,589.5,576.1,579.79999999999995,553.4,502.4,532.20000000000005,564.70000000000005,577.5,592.6,593.5,585.4,593.70000000000005,603.1,599.5,574.4,564.29999999999995,705.9,744.7,752.2,738.5,709.3,644.9,14693.699999999999,685.98653984228122,"s2","d1","s2d1",null,null,null,null,null,null,null,null,null,null,null,null,null,null,null,null,null,null,null,null,null,null,null,null,null,null,null,null,null,null,null,null,null,null,null,null,null,null,null,null,null,null,7,12,156,{"$f":"OFFSET(CIV!$D$1,IF($CA$1,BX158,366-BX158),BY158)","v":511.2},{"$f":"IF(BZ158=SUMIF(CIV!$AQ$51:$AQ$90,CB157,CIV!$BK$51:$BK$90),CB157+1,CB157)","v":2},760.1,{"$f":"SUMIF(CIV!$AQ$51:$AQ$90,CB158,CIV!$BJ$51:$BJ$90)","v":716.53351422037883}]
[158,"2008-06-06",5,"Friday",611,599.70000000000005,590.6,583.4,587.79999999999995,562.4,512.29999999999995,543,567.9,590.79999999999995,611.70000000000005,578.1,568,598.6,608.29999999999995,578.85,560.35,555.45000000000005,702.3,714.7,692.6,666.1,625.79999999999995,594.9,14404.650000000001,687.61788585805311,"s2","d1","s2d1",null,null,null,null,null,null,null,null,null,null,null,null,null,null,null,null,null,null,null,null,null,null,null,null,null,null,null,null,null,null,null,null,null,null,null,null,null,null,null,null,null,null,7,13,157,{"$f":"OFFSET(CIV!$D$1,IF($CA$1,BX159,366-BX159),BY159)","v":476.2},{"$f":"IF(BZ159=SUMIF(CIV!$AQ$51:$AQ$90,CB158,CIV!$BK$51:$BK$90),CB158+1,CB158)","v":2},760.1,{"$f":"SUMIF(CIV!$AQ$51:$AQ$90,CB159,CIV!$BJ$51:$BJ$90)","v":716.53351422037883}]
[159,"2008-06-07",6,"Saturday",569.4,550.20000000000005,542.9,536,540.1,531.20000000000005,457.8,450.5,467.2,440.8,447.6,446.5,437.8,435.7,428.1,430.5,448.8,436.1,635.20000000000005,679,676.4,646.20000000000005,595.5,568.29999999999995,12397.800000000001,682.37609727224776,"s2","d1","s2d1",null,null,null,null,null,null,null,null,null,null,null,null,null,null,null,null,null,null,null,null,null,null,null,null,null,null,null,null,null,null,null,null,null,null,null,null,null,null,null,null,null,null,7,14,158,{"$f":"OFFSET(CIV!$D$1,IF($CA$1,BX160,366-BX160),BY160)","v":514.79999999999995},{"$f":"IF(BZ160=SUMIF(CIV!$AQ$51:$AQ$90,CB159,CIV!$BK$51:$BK$90),CB159+1,CB159)","v":2},759.9,{"$f":"SUMIF(CIV!$AQ$51:$AQ$90,CB160,CIV!$BJ$51:$BJ$90)","v":716.53351422037883}]
[160,"2008-06-08",7,"Sunday",528,518.6,513.79999999999995,497,502.7,496.2,426.9,406.5,392.1,382.3,386.3,398.6,407.7,394.1,409.5,405.2,407.1,389.3,598.5,669.7,670.9,661.4,635.79999999999995,591.9,11690.1,673.98848754502308,"s2","d1","s2d1",null,null,null,null,null,null,null,null,null,null,null,null,null,null,null,null,null,null,null,null,null,null,null,null,null,null,null,null,null,null,null,null,null,null,null,null,null,null,null,null,null,null,7,15,159,{"$f":"OFFSET(CIV!$D$1,IF($CA$1,BX161,366-BX161),BY161)","v":527.4},{"$f":"IF(BZ161=SUMIF(CIV!$AQ$51:$AQ$90,CB160,CIV!$BK$51:$BK$90),CB160+1,CB160)","v":2},759.7,{"$f":"SUMIF(CIV!$AQ$51:$AQ$90,CB161,CIV!$BJ$51:$BJ$90)","v":716.53351422037883}]
[161,"2008-06-09",1,"Monday",579,542.5,531,524.1,530.29999999999995,514,466.9,523.5,543.70000000000005,552.29999999999995,559.79999999999995,559.4,553.20000000000005,571,583.4,578,564.70000000000005,514.70000000000005,684.4,735,729.4,718.4,693.5,632.5,13984.699999999999,675.02963879052072,"s2","d1","s2d1",null,null,null,null,null,null,null,null,null,null,null,null,null,null,null,null,null,null,null,null,null,null,null,null,null,null,null,null,null,null,null,null,null,null,null,null,null,null,null,null,null,null,7,16,160,{"$f":"OFFSET(CIV!$D$1,IF($CA$1,BX162,366-BX162),BY162)","v":528.6},{"$f":"IF(BZ162=SUMIF(CIV!$AQ$51:$AQ$90,CB161,CIV!$BK$51:$BK$90),CB161+1,CB161)","v":2},759.4,{"$f":"SUMIF(CIV!$AQ$51:$AQ$90,CB162,CIV!$BJ$51:$BJ$90)","v":716.53351422037883}]
[162,"2008-06-10",2,"Tuesday",608.79999999999995,587.29999999999995,542.79999999999995,562,551.70000000000005,555.70000000000005,498.3,531.6,556.1,573.1,573.9,568,544.79999999999995,550.4,557.9,566.79999999999995,536.20000000000005,539.1,704.5,739.6,733.3,723.3,661.5,613.4,14180.099999999999,677.97667491146876,"s2","d1","s2d1",null,null,null,null,null,null,null,null,null,null,null,null,null,null,null,null,null,null,null,null,null,null,null,null,null,null,null,null,null,null,null,null,null,null,null,null,null,null,null,null,null,null,7,17,161,{"$f":"OFFSET(CIV!$D$1,IF($CA$1,BX163,366-BX163),BY163)","v":519.4},{"$f":"IF(BZ163=SUMIF(CIV!$AQ$51:$AQ$90,CB162,CIV!$BK$51:$BK$90),CB162+1,CB162)","v":2},758.8,{"$f":"SUMIF(CIV!$AQ$51:$AQ$90,CB163,CIV!$BJ$51:$BJ$90)","v":716.53351422037883}]
[163,"2008-06-11",3,"Wednesday",619.9,563.1,556.20000000000005,545.9,550.70000000000005,544.20000000000005,460.4,532.63300000000004,576.59,574,573.29999999999995,575.29999999999995,560.70000000000005,569.20000000000005,588.4,534.4,574.9,518,729.3,749.3,738,728.6,715,652.6,14330.623,683.10900742032186,"s2","d1","s2d1",null,null,null,null,null,null,null,null,null,null,null,null,null,null,null,null,null,null,null,null,null,null,null,null,null,null,null,null,null,null,null,null,null,null,null,null,null,null,null,null,null,null,7,18,162,{"$f":"OFFSET(CIV!$D$1,IF($CA$1,BX164,366-BX164),BY164)","v":503.5},{"$f":"IF(BZ164=SUMIF(CIV!$AQ$51:$AQ$90,CB163,CIV!$BK$51:$BK$90),CB163+1,CB163)","v":2},758.7,{"$f":"SUMIF(CIV!$AQ$51:$AQ$90,CB164,CIV!$BJ$51:$BJ$90)","v":716.53351422037883}]
[164,"2008-06-12",4,"Thursday",613.20000000000005,597.4,583.70000000000005,573,578.4,559.79999999999995,505.5,525.5,559,571.79999999999995,576.6,566,558.20000000000005,574.70000000000005,590.6,590,553.70000000000005,490.3,690.4,739,727.9,713.5,686.3,640.20000000000005,14364.699999999999,683.83810667828971,"s2","d1","s2d1",null,null,null,null,null,null,null,null,null,null,null,null,null,null,null,null,null,null,null,null,null,null,null,null,null,null,null,null,null,null,null,null,null,null,null,null,null,null,null,null,null,null,7,19,163,{"$f":"OFFSET(CIV!$D$1,IF($CA$1,BX165,366-BX165),BY165)","v":692},{"$f":"IF(BZ165=SUMIF(CIV!$AQ$51:$AQ$90,CB164,CIV!$BK$51:$BK$90),CB164+1,CB164)","v":2},758.5,{"$f":"SUMIF(CIV!$AQ$51:$AQ$90,CB165,CIV!$BJ$51:$BJ$90)","v":716.53351422037883}]
[165,"2008-06-13",5,"Friday",618.4,593.20000000000005,574.29999999999995,570,576.20000000000005,565.29999999999995,505.2,535.79999999999995,563.70000000000005,568.1,570.20000000000005,564.79999999999995,524.6,544,573.79999999999995,564.9,563.5,551.9,689.4,702.7,690.1,637.20000000000005,613.70000000000005,593.9,14054.900000000001,684.39429601046072,"s2","d1","s2d1",null,null,null,null,null,null,null,null,null,null,null,null,null,null,null,null,null,null,null,null,null,null,null,null,null,null,null,null,null,null,null,null,null,null,null,null,null,null,null,null,null,null,7,20,164,{"$f":"OFFSET(CIV!$D$1,IF($CA$1,BX166,366-BX166),BY166)","v":710},{"$f":"IF(BZ166=SUMIF(CIV!$AQ$51:$AQ$90,CB165,CIV!$BK$51:$BK$90),CB165+1,CB165)","v":2},758.3,{"$f":"SUMIF(CIV!$AQ$51:$AQ$90,CB166,CIV!$BJ$51:$BJ$90)","v":716.53351422037883}]
[166,"2008-06-14",6,"Saturday",573.5,526.70000000000005,531.1,534,532.1,535.6,458.7,460.2,462.6,440.8,457.7,459.5,458.5,461.9,447.8,443.8,452.5,440,644.20000000000005,665.1,654.79999999999995,623,599,567.9,12431,680.37486640941461,"s2","d1","s2d1",null,null,null,null,null,null,null,null,null,null,null,null,null,null,null,null,null,null,null,null,null,null,null,null,null,null,null,null,null,null,null,null,null,null,null,null,null,null,null,null,null,null,7,21,165,{"$f":"OFFSET(CIV!$D$1,IF($CA$1,BX167,366-BX167),BY167)","v":687.7},{"$f":"IF(BZ167=SUMIF(CIV!$AQ$51:$AQ$90,CB166,CIV!$BK$51:$BK$90),CB166+1,CB166)","v":2},758.1,{"$f":"SUMIF(CIV!$AQ$51:$AQ$90,CB167,CIV!$BJ$51:$BJ$90)","v":716.53351422037883}]
[167,"2008-06-15",7,"Sunday",545.1,527.5,509,493.5,501.4,478.4,405.4,392.9,390.8,379.7,382.8,382.5,395.7,401.4,407.5,405.9,399.1,414.5,596.70000000000005,655.20000000000005,654,650.70000000000005,617.1,590.6,11577.400000000001,672.00737976847313,"s2","d1","s2d1",null,null,null,null,null,null,null,null,null,null,null,null,null,null,null,null,null,null,null,null,null,null,null,null,null,null,null,null,null,null,null,null,null,null,null,null,null,null,null,null,null,null,7,22,166,{"$f":"OFFSET(CIV!$D$1,IF($CA$1,BX168,366-BX168),BY168)","v":645.6},{"$f":"IF(BZ168=SUMIF(CIV!$AQ$51:$AQ$90,CB167,CIV!$BK$51:$BK$90),CB167+1,CB167)","v":2},758,{"$f":"SUMIF(CIV!$AQ$51:$AQ$90,CB168,CIV!$BJ$51:$BJ$90)","v":716.53351422037883}]
[168,"2008-06-16",1,"Monday",554.5,535.9,522.20000000000005,505.9,510.2,508.3,461.9,510.4,544.4,555.6,554.6,549.4,549.20000000000005,557.79999999999995,575,582.4,557.1,531.1,679.8,723.4,716.2,695.7,660,625.29999999999995,13766.300000000001,672.78664179162581,"s2","d1","s2d1",null,null,null,null,null,null,null,null,null,null,null,null,null,null,null,null,null,null,null,null,null,null,null,null,null,null,null,null,null,null,null,null,null,null,null,null,null,null,null,null,null,null,7,23,167,{"$f":"OFFSET(CIV!$D$1,IF($CA$1,BX169,366-BX169),BY169)","v":598.5},{"$f":"IF(BZ169=SUMIF(CIV!$AQ$51:$AQ$90,CB168,CIV!$BK$51:$BK$90),CB168+1,CB168)","v":2},757.7,{"$f":"SUMIF(CIV!$AQ$51:$AQ$90,CB169,CIV!$BJ$51:$BJ$90)","v":716.53351422037883}]
[169,"2008-06-17",2,"Tuesday",597.29999999999995,574.79999999999995,565.4,557.29999999999995,566.5,574.5,505.1,529,569.5,574.70000000000005,573.1,567.5,550.9,565.9,572.79999999999995,576.70000000000005,551.20000000000005,505.2,659.2,693.7,684.1,642.4,633.79999999999995,558.6,13949.200000000003,671.42797761246322,"s2","d1","s2d1",null,null,null,null,null,null,null,null,null,null,null,null,null,null,null,null,null,null,null,null,null,null,null,null,null,null,null,null,null,null,null,null,null,null,null,null,null,null,null,null,null,null,7,24,168,{"$f":"OFFSET(CIV!$D$1,IF($CA$1,BX170,366-BX170),BY170)","v":552.70000000000005},{"$f":"IF(BZ170=SUMIF(CIV!$AQ$51:$AQ$90,CB169,CIV!$BK$51:$BK$90),CB169+1,CB169)","v":2},757.7,{"$f":"SUMIF(CIV!$AQ$51:$AQ$90,CB170,CIV!$BJ$51:$BJ$90)","v":716.53351422037883}]
[170,"2008-06-18",3,"Wednesday",535,521.29999999999995,500.3,500.6,510.8,520.6,481.9,501,504.4,523.29999999999995,518.5,487.1,488.3,486.3,519.9,519.29999999999995,510.5,494,655.7,671.4,672.3,635.29999999999995,607.29999999999995,564.9,12929.999999999998,669.85517985121692,"s2","d1","s2d1",null,null,null,null,null,null,null,null,null,null,null,null,null,null,null,null,null,null,null,null,null,null,null,null,null,null,null,null,null,null,null,null,null,null,null,null,null,null,null,null,null,null,8,1,169,{"$f":"OFFSET(CIV!$D$1,IF($CA$1,BX171,366-BX171),BY171)","v":530.5},{"$f":"IF(BZ171=SUMIF(CIV!$AQ$51:$AQ$90,CB170,CIV!$BK$51:$BK$90),CB170+1,CB170)","v":2},757.6,{"$f":"SUMIF(CIV!$AQ$51:$AQ$90,CB171,CIV!$BJ$51:$BJ$90)","v":716.53351422037883}]
[171,"2008-06-19",4,"Thursday",529.70000000000005,517.70000000000005,508.2,484.1,503.3,498.4,454.2,483.5,504.8,499.6,511,498,483.9,515,532.29999999999995,532.5,511.3,488.1,674.3,694.6,684.2,671.9,637.20000000000005,621,13038.800000000001,670.29966186609522,"s2","d1","s2d1",null,null,null,null,null,null,null,null,null,null,null,null,null,null,null,null,null,null,null,null,null,null,null,null,null,null,null,null,null,null,null,null,null,null,null,null,null,null,null,null,null,null,8,2,170,{"$f":"OFFSET(CIV!$D$1,IF($CA$1,BX172,366-BX172),BY172)","v":516.29999999999995},{"$f":"IF(BZ172=SUMIF(CIV!$AQ$51:$AQ$90,CB171,CIV!$BK$51:$BK$90),CB171+1,CB171)","v":2},757.6,{"$f":"SUMIF(CIV!$AQ$51:$AQ$90,CB172,CIV!$BJ$51:$BJ$90)","v":716.53351422037883}]
[172,"2008-06-20",5,"Friday",562,544.29999999999995,531.4,523.70000000000005,526.70000000000005,515.70000000000005,472.6,497.1,521.79999999999995,539.20000000000005,548.6,543.1,515.29999999999995,541.9,560.79999999999995,557.6,535.1,489.2,676.1,706.6,720.5,698.6,666.1,621.9,13615.900000000001,670.87969567948574,"s2","d1","s2d1",null,null,null,null,null,null,null,null,null,null,null,null,null,null,null,null,null,null,null,null,null,null,null,null,null,null,null,null,null,null,null,null,null,null,null,null,null,null,null,null,null,null,8,3,171,{"$f":"OFFSET(CIV!$D$1,IF($CA$1,BX173,366-BX173),BY173)","v":509.4},{"$f":"IF(BZ173=SUMIF(CIV!$AQ$51:$AQ$90,CB172,CIV!$BK$51:$BK$90),CB172+1,CB172)","v":2},757.5,{"$f":"SUMIF(CIV!$AQ$51:$AQ$90,CB173,CIV!$BJ$51:$BJ$90)","v":716.53351422037883}]
[173,"2008-06-21",6,"Saturday",592,558.1,552,544.79999999999995,545,510,429.8,465.1,452.4,452.4,459.8,460,456.4,446.5,451.7,425.1,436.1,435.4,617.20000000000005,680,688.6,687.4,643.1,619.6,12608.5,665.5117261115372,"s2","d1","s2d1",null,null,null,null,null,null,null,null,null,null,null,null,null,null,null,null,null,null,null,null,null,null,null,null,null,null,null,null,null,null,null,null,null,null,null,null,null,null,null,null,null,null,8,4,172,{"$f":"OFFSET(CIV!$D$1,IF($CA$1,BX174,366-BX174),BY174)","v":493.6},{"$f":"IF(BZ174=SUMIF(CIV!$AQ$51:$AQ$90,CB173,CIV!$BK$51:$BK$90),CB173+1,CB173)","v":2},757.4,{"$f":"SUMIF(CIV!$AQ$51:$AQ$90,CB174,CIV!$BJ$51:$BJ$90)","v":716.53351422037883}]
[174,"2008-06-22",7,"Sunday",579.79999999999995,564.5,537.6,534.70000000000005,532.5,530.6,441.4,415.8,400.8,395.2,397,402.8,402.6,415.7,423.7,419.2,418.7,433,591.70000000000005,669.7,674.8,663.5,640.9,590.1,12076.300000000001,658.13055350038348,"s2","d1","s2d1",null,null,null,null,null,null,null,null,null,null,null,null,null,null,null,null,null,null,null,null,null,null,null,null,null,null,null,null,null,null,null,null,null,null,null,null,null,null,null,null,null,null,8,5,173,{"$f":"OFFSET(CIV!$D$1,IF($CA$1,BX175,366-BX175),BY175)","v":504.5},{"$f":"IF(BZ175=SUMIF(CIV!$AQ$51:$AQ$90,CB174,CIV!$BK$51:$BK$90),CB174+1,CB174)","v":2},757.2,{"$f":"SUMIF(CIV!$AQ$51:$AQ$90,CB175,CIV!$BJ$51:$BJ$90)","v":716.53351422037883}]
[175,"2008-06-23",1,"Monday",550.29999999999995,534.79999999999995,519.20000000000005,512.79999999999995,517.79999999999995,515.9,476.3,514.20000000000005,550.6,563.1,554.6,559.79999999999995,555.20000000000005,561.4,569.29999999999995,568.70000000000005,575.1,535.20000000000005,665.7,730.3,721.4,701.2,670.8,622.9,13846.600000000002,658.88749815034521,"s2","d1","s2d1",null,null,null,null,null,null,null,null,null,null,null,null,null,null,null,null,null,null,null,null,null,null,null,null,null,null,null,null,null,null,null,null,null,null,null,null,null,null,null,null,null,null,8,6,174,{"$f":"OFFSET(CIV!$D$1,IF($CA$1,BX176,366-BX176),BY176)","v":531.20000000000005},{"$f":"IF(BZ176=SUMIF(CIV!$AQ$51:$AQ$90,CB175,CIV!$BK$51:$BK$90),CB175+1,CB175)","v":2},757,{"$f":"SUMIF(CIV!$AQ$51:$AQ$90,CB176,CIV!$BJ$51:$BJ$90)","v":716.53351422037883}]
[176,"2008-06-24",2,"Tuesday",599.29999999999995,577.29999999999995,573.29999999999995,562.4,566.79999999999995,573,496.1,526.1,545.29999999999995,558.4,557,550.5,537.79999999999995,551.9,566.4,557.70000000000005,546.5,544.79999999999995,673.6,726,700.7,683.3,643.5,602,14019.699999999999,660.35874833531068,"s2","d1","s2d1",null,null,null,null,null,null,null,null,null,null,null,null,null,null,null,null,null,null,null,null,null,null,null,null,null,null,null,null,null,null,null,null,null,null,null,null,null,null,null,null,null,null,8,7,175,{"$f":"OFFSET(CIV!$D$1,IF($CA$1,BX177,366-BX177),BY177)","v":488.9},{"$f":"IF(BZ177=SUMIF(CIV!$AQ$51:$AQ$90,CB176,CIV!$BK$51:$BK$90),CB176+1,CB176)","v":2},757,{"$f":"SUMIF(CIV!$AQ$51:$AQ$90,CB177,CIV!$BJ$51:$BJ$90)","v":716.53351422037883}]
[177,"2008-06-25",3,"Wednesday",577,561.9,553.20000000000005,545.20000000000005,542.9,548.20000000000005,490.2,541.1,550.70000000000005,544.29999999999995,550,546.5,526.5,534.9,548,560.1,550.1,537.1,670.4,714.7,708.3,693.5,643,601.70000000000005,13839.500000000002,661.36287350177963,"s2","d1","s2d1",null,null,null,null,null,null,null,null,null,null,null,null,null,null,null,null,null,null,null,null,null,null,null,null,null,null,null,null,null,null,null,null,null,null,null,null,null,null,null,null,null,null,8,8,176,{"$f":"OFFSET(CIV!$D$1,IF($CA$1,BX178,366-BX178),BY178)","v":476},{"$f":"IF(BZ178=SUMIF(CIV!$AQ$51:$AQ$90,CB177,CIV!$BK$51:$BK$90),CB177+1,CB177)","v":2},757,{"$f":"SUMIF(CIV!$AQ$51:$AQ$90,CB178,CIV!$BJ$51:$BJ$90)","v":716.53351422037883}]
[178,"2008-06-26",4,"Thursday",563.79999999999995,551.9,538.9,535.5,537.6,537,487,484.7,544.4,556.20000000000005,573,559.9,539.5,561.29999999999995,587.20000000000005,574.9,552.5,498.5,666,724.7,711.7,706.3,673.9,633.6,13900,661.82658615160176,"s2","d1","s2d1",null,null,null,null,null,null,null,null,null,null,null,null,null,null,null,null,null,null,null,null,null,null,null,null,null,null,null,null,null,null,null,null,null,null,null,null,null,null,null,null,null,null,8,9,177,{"$f":"OFFSET(CIV!$D$1,IF($CA$1,BX179,366-BX179),BY179)","v":487},{"$f":"IF(BZ179=SUMIF(CIV!$AQ$51:$AQ$90,CB178,CIV!$BK$51:$BK$90),CB178+1,CB178)","v":2},756.7,{"$f":"SUMIF(CIV!$AQ$51:$AQ$90,CB179,CIV!$BJ$51:$BJ$90)","v":716.53351422037883}]
[179,"2008-06-27",5,"Friday",594.20000000000005,576.70000000000005,568.29999999999995,562.29999999999995,561.29999999999995,547.4,484.5,520.6,558.29999999999995,560.5,567.9,551.9,534.4,546.5,576.70000000000005,566.20000000000005,531.20000000000005,481,667.3,732.1,712.3,708.2,691.2,635.70000000000005,14036.700000000003,662.37392753644167,"s2","d1","s2d1",null,null,null,null,null,null,null,null,null,null,null,null,null,null,null,null,null,null,null,null,null,null,null,null,null,null,null,null,null,null,null,null,null,null,null,null,null,null,null,null,null,null,8,10,178,{"$f":"OFFSET(CIV!$D$1,IF($CA$1,BX180,366-BX180),BY180)","v":500.3},{"$f":"IF(BZ180=SUMIF(CIV!$AQ$51:$AQ$90,CB179,CIV!$BK$51:$BK$90),CB179+1,CB179)","v":2},756.6,{"$f":"SUMIF(CIV!$AQ$51:$AQ$90,CB180,CIV!$BJ$51:$BJ$90)","v":716.53351422037883}]
[180,"2008-06-28",6,"Saturday",613.79999999999995,593,576.6,568.70000000000005,570.4,555.1,477.7,475,468.6,470.5,480.9,477.4,468,450.6,458.5,436.9,444,470.1,667.8,678.4,687.4,671.7,627,597.6,12985.7,662.9165347827975,"s2","d1","s2d1",null,null,null,null,null,null,null,null,null,null,null,null,null,null,null,null,null,null,null,null,null,null,null,null,null,null,null,null,null,null,null,null,null,null,null,null,null,null,null,null,null,null,8,11,179,{"$f":"OFFSET(CIV!$D$1,IF($CA$1,BX181,366-BX181),BY181)","v":498.6},{"$f":"IF(BZ181=SUMIF(CIV!$AQ$51:$AQ$90,CB180,CIV!$BK$51:$BK$90),CB180+1,CB180)","v":2},756.6,{"$f":"SUMIF(CIV!$AQ$51:$AQ$90,CB181,CIV!$BJ$51:$BJ$90)","v":716.53351422037883}]
[181,"2008-06-29",7,"Sunday",571.20000000000005,535.6,531.9,523.79999999999995,524.1,521.6,456.7,449.1,422.6,407.7,405.5,405.8,391.4,401.8,383.7,380.8,402.4,451.8,603.6,632.5,610.20000000000005,577,529.79999999999995,491.2,11611.800000000001,656.98488130451778,"s2","d1","s2d1",null,null,null,null,null,null,null,null,null,null,null,null,null,null,null,null,null,null,null,null,null,null,null,null,null,null,null,null,null,null,null,null,null,null,null,null,null,null,null,null,null,null,8,12,180,{"$f":"OFFSET(CIV!$D$1,IF($CA$1,BX182,366-BX182),BY182)","v":501.7},{"$f":"IF(BZ182=SUMIF(CIV!$AQ$51:$AQ$90,CB181,CIV!$BK$51:$BK$90),CB181+1,CB181)","v":2},756.4,{"$f":"SUMIF(CIV!$AQ$51:$AQ$90,CB182,CIV!$BJ$51:$BJ$90)","v":716.53351422037883}]
[182,"2008-06-30",1,"Monday",472.1,466.4,455.5,453,468.7,481.2,437,484.4,502.5,502.8,509.9,495.7,491.7,504,523.20000000000005,527.1,521.5,473.7,635.6,694.2,691,675.8,628.1,584.1,12679.2,654.84639317406595,"s2","d1","s2d1",null,null,null,null,null,null,null,null,null,null,null,null,null,null,null,null,null,null,null,null,null,null,null,null,null,null,null,null,null,null,null,null,null,null,null,null,null,null,null,null,null,null,8,13,181,{"$f":"OFFSET(CIV!$D$1,IF($CA$1,BX183,366-BX183),BY183)","v":489.8},{"$f":"IF(BZ183=SUMIF(CIV!$AQ$51:$AQ$90,CB182,CIV!$BK$51:$BK$90),CB182+1,CB182)","v":2},756.3,{"$f":"SUMIF(CIV!$AQ$51:$AQ$90,CB183,CIV!$BJ$51:$BJ$90)","v":716.53351422037883}]
[183,"2008-07-01",2,"Tuesday",552.9,537.5,527.9,522.29999999999995,527.79999999999995,540.20000000000005,480.2,514.20000000000005,542.29999999999995,532.20000000000005,526.20000000000005,512.5,496.9,512.29999999999995,533.70000000000005,523.29999999999995,527.29999999999995,508.9,661.8,695.5,691.5,668.1,629.1,586.29999999999995,13350.899999999998,655.54175385665928,"s2","d1","s2d1",null,null,null,null,null,null,null,null,null,null,null,null,null,null,null,null,null,null,null,null,null,null,null,null,null,null,null,null,null,null,null,null,null,null,null,null,null,null,null,null,null,null,8,14,182,{"$f":"OFFSET(CIV!$D$1,IF($CA$1,BX184,366-BX184),BY184)","v":497.6},{"$f":"IF(BZ184=SUMIF(CIV!$AQ$51:$AQ$90,CB183,CIV!$BK$51:$BK$90),CB183+1,CB183)","v":2},756.2,{"$f":"SUMIF(CIV!$AQ$51:$AQ$90,CB184,CIV!$BJ$51:$BJ$90)","v":716.53351422037883}]
[184,"2008-07-02",3,"Wednesday",560.5,531.20000000000005,519.79999999999995,517.4,526.5,538.70000000000005,478,499.6,534.9,541.70000000000005,542.4,522.29999999999995,520.1,513.5,533.79999999999995,524.1,531.1,488.9,653.6,689.9,682.2,669.1,645.1,582.1,13346.500000000002,655.34757847099343,"s2","d1","s2d1",null,null,null,null,null,null,null,null,null,null,null,null,null,null,null,null,null,null,null,null,null,null,null,null,null,null,null,null,null,null,null,null,null,null,null,null,null,null,null,null,null,null,8,15,183,{"$f":"OFFSET(CIV!$D$1,IF($CA$1,BX185,366-BX185),BY185)","v":487},{"$f":"IF(BZ185=SUMIF(CIV!$AQ$51:$AQ$90,CB184,CIV!$BK$51:$BK$90),CB184+1,CB184)","v":2},755.9,{"$f":"SUMIF(CIV!$AQ$51:$AQ$90,CB185,CIV!$BJ$51:$BJ$90)","v":716.53351422037883}]
[185,"2008-07-03",4,"Thursday",557.20000000000005,546.29999999999995,513.79999999999995,521.4,534.79999999999995,491.8,479.6,503.2,533.6,533.5,527.5,534,519,492.5,520.29999999999995,523.6,520.70000000000005,470.2,662.3,692.8,677.7,662,619.6,578.79999999999995,13216.2,656.04282062389416,"s2","d1","s2d1",null,null,null,null,null,null,null,null,null,null,null,null,null,null,null,null,null,null,null,null,null,null,null,null,null,null,null,null,null,null,null,null,null,null,null,null,null,null,null,null,null,null,8,16,184,{"$f":"OFFSET(CIV!$D$1,IF($CA$1,BX186,366-BX186),BY186)","v":506.3},{"$f":"IF(BZ186=SUMIF(CIV!$AQ$51:$AQ$90,CB185,CIV!$BK$51:$BK$90),CB185+1,CB185)","v":2},755.9,{"$f":"SUMIF(CIV!$AQ$51:$AQ$90,CB186,CIV!$BJ$51:$BJ$90)","v":716.53351422037883}]
[186,"2008-07-04",5,"Friday",554.79999999999995,541.70000000000005,519,527,523,546.5,474.2,504.4,528.5,527.20000000000005,541,543.9,521.1,544.79999999999995,558.4,553.20000000000005,533.79999999999995,530.29999999999995,658.3,712.5,712.3,684.7,656.7,611.6,13608.899999999998,656.26853856150478,"s2","d1","s2d1",null,null,null,null,null,null,null,null,null,null,null,null,null,null,null,null,null,null,null,null,null,null,null,null,null,null,null,null,null,null,null,null,null,null,null,null,null,null,null,null,null,null,8,17,185,{"$f":"OFFSET(CIV!$D$1,IF($CA$1,BX187,366-BX187),BY187)","v":515.79999999999995},{"$f":"IF(BZ187=SUMIF(CIV!$AQ$51:$AQ$90,CB186,CIV!$BK$51:$BK$90),CB186+1,CB186)","v":2},755.7,{"$f":"SUMIF(CIV!$AQ$51:$AQ$90,CB187,CIV!$BJ$51:$BJ$90)","v":716.53351422037883}]
[187,"2008-07-05",6,"Saturday",594.6,569.5,545.6,544.6,552.9,549.4,462.9,446.8,448.6,463.1,460.5,459,441.7,442.9,445.5,438.6,439,462,629.5,687.1,680.9,651.6,608.5,568.5,12593.300000000001,653.5916847053544,"s2","d1","s2d1",null,null,null,null,null,null,null,null,null,null,null,null,null,null,null,null,null,null,null,null,null,null,null,null,null,null,null,null,null,null,null,null,null,null,null,null,null,null,null,null,null,null,8,18,186,{"$f":"OFFSET(CIV!$D$1,IF($CA$1,BX188,366-BX188),BY188)","v":518.5},{"$f":"IF(BZ188=SUMIF(CIV!$AQ$51:$AQ$90,CB187,CIV!$BK$51:$BK$90),CB187+1,CB187)","v":2},755.6,{"$f":"SUMIF(CIV!$AQ$51:$AQ$90,CB188,CIV!$BJ$51:$BJ$90)","v":716.53351422037883}]
[188,"2008-07-06",7,"Sunday",547.79999999999995,525.9,516.6,508.2,509,496.3,420.9,400.5,383,378.3,387.2,385.9,382.3,397.1,422.7,398,400.4,383.7,596.20000000000005,655.6,658.3,655.5,614.29999999999995,574.20000000000005,11597.9,647.85251623481895,"s2","d1","s2d1",null,null,null,null,null,null,null,null,null,null,null,null,null,null,null,null,null,null,null,null,null,null,null,null,null,null,null,null,null,null,null,null,null,null,null,null,null,null,null,null,null,null,8,19,187,{"$f":"OFFSET(CIV!$D$1,IF($CA$1,BX189,366-BX189),BY189)","v":682.9},{"$f":"IF(BZ189=SUMIF(CIV!$AQ$51:$AQ$90,CB188,CIV!$BK$51:$BK$90),CB188+1,CB188)","v":2},755.5,{"$f":"SUMIF(CIV!$AQ$51:$AQ$90,CB189,CIV!$BJ$51:$BJ$90)","v":716.53351422037883}]
[189,"2008-07-07",1,"Monday",539.5,521.4,510.7,512.1,515.79999999999995,519.6,475.9,509.4,537.1,541.6,536.79999999999995,521.1,513.1,513.20000000000005,537.70000000000005,534.4,526.70000000000005,521,661.4,708.9,701.2,674.2,634.79999999999995,590.70000000000005,13358.300000000003,649.20726461133711,"s2","d1","s2d1",null,null,null,null,null,null,null,null,null,null,null,null,null,null,null,null,null,null,null,null,null,null,null,null,null,null,null,null,null,null,null,null,null,null,null,null,null,null,null,null,null,null,8,20,188,{"$f":"OFFSET(CIV!$D$1,IF($CA$1,BX190,366-BX190),BY190)","v":688.2},{"$f":"IF(BZ190=SUMIF(CIV!$AQ$51:$AQ$90,CB189,CIV!$BK$51:$BK$90),CB189+1,CB189)","v":2},755.5,{"$f":"SUMIF(CIV!$AQ$51:$AQ$90,CB190,CIV!$BJ$51:$BJ$90)","v":716.53351422037883}]
[190,"2008-07-08",2,"Tuesday",562,546.79999999999995,535.20000000000005,525.6,540.1,525,494.1,511.2,530.9,529.5,532.1,527.5,532,522.29999999999995,537.20000000000005,541,503.7,496.5,646.9,712.8,696.6,685.9,631.79999999999995,597.70000000000005,13464.4,648.9765381502034,"s2","d1","s2d1",null,null,null,null,null,null,null,null,null,null,null,null,null,null,null,null,null,null,null,null,null,null,null,null,null,null,null,null,null,null,null,null,null,null,null,null,null,null,null,null,null,null,8,21,189,{"$f":"OFFSET(CIV!$D$1,IF($CA$1,BX191,366-BX191),BY191)","v":674.7},{"$f":"IF(BZ191=SUMIF(CIV!$AQ$51:$AQ$90,CB190,CIV!$BK$51:$BK$90),CB190+1,CB190)","v":2},755.4,{"$f":"SUMIF(CIV!$AQ$51:$AQ$90,CB191,CIV!$BJ$51:$BJ$90)","v":716.53351422037883}]
[191,"2008-07-09",3,"Wednesday",571.20000000000005,554.20000000000005,544.29999999999995,535.4,534.6,547.6,495,517.1,537.29999999999995,545.5,536,531.79999999999995,523.29999999999995,525.29999999999995,544,550.29999999999995,545.70000000000005,521.6,652,711.9,712.6,694.7,644.79999999999995,599.6,13675.800000000001,649.27888433518308,"s2","d1","s2d1",null,null,null,null,null,null,null,null,null,null,null,null,null,null,null,null,null,null,null,null,null,null,null,null,null,null,null,null,null,null,null,null,null,null,null,null,null,null,null,null,null,null,8,22,190,{"$f":"OFFSET(CIV!$D$1,IF($CA$1,BX192,366-BX192),BY192)","v":630},{"$f":"IF(BZ192=SUMIF(CIV!$AQ$51:$AQ$90,CB191,CIV!$BK$51:$BK$90),CB191+1,CB191)","v":2},755.2,{"$f":"SUMIF(CIV!$AQ$51:$AQ$90,CB192,CIV!$BJ$51:$BJ$90)","v":716.53351422037883}]
[192,"2008-07-10",4,"Thursday",569.6,555.9,545.1,539.9,542.79999999999995,549.9,494.5,517.6,530.9,533.6,527.4,510.9,499.8,503,522.9,524.9,519.29999999999995,510.6,641,705.9,692.9,685.1,634.9,593.5,13451.899999999998,648.45099590166478,"s2","d1","s2d1",null,null,null,null,null,null,null,null,null,null,null,null,null,null,null,null,null,null,null,null,null,null,null,null,null,null,null,null,null,null,null,null,null,null,null,null,null,null,null,null,null,null,8,23,191,{"$f":"OFFSET(CIV!$D$1,IF($CA$1,BX193,366-BX193),BY193)","v":577.5},{"$f":"IF(BZ193=SUMIF(CIV!$AQ$51:$AQ$90,CB192,CIV!$BK$51:$BK$90),CB192+1,CB192)","v":2},755.1,{"$f":"SUMIF(CIV!$AQ$51:$AQ$90,CB193,CIV!$BJ$51:$BJ$90)","v":716.53351422037883}]
[193,"2008-07-11",5,{"$f":"VLOOKUP(C194,weekdays,2,FALSE)","v":"Friday"},554.5,547.20000000000005,538.70000000000005,531.79999999999995,536.5,546.6,493.7,515.5,530.29999999999995,539.1,536.9,529.70000000000005,506.3,520.70000000000005,531,528.29999999999995,516.4,511.7,641.5,716.1,703.7,676.9,640.5,594.70000000000005,{"$f":"SUM(E194:AB194)","v":13488.300000000001},647.7558963114983,"s2","d1","s2d1",null,null,null,null,null,null,null,null,null,null,null,null,null,null,null,null,null,null,null,null,null,null,null,null,null,null,null,null,null,null,null,null,null,null,null,null,null,null,null,null,null,null,8,24,192,{"$f":"OFFSET(CIV!$D$1,IF($CA$1,BX194,366-BX194),BY194)","v":532},{"$f":"IF(BZ194=SUMIF(CIV!$AQ$51:$AQ$90,CB193,CIV!$BK$51:$BK$90),CB193+1,CB193)","v":2},755,{"$f":"SUMIF(CIV!$AQ$51:$AQ$90,CB194,CIV!$BJ$51:$BJ$90)","v":716.53351422037883}]
[194,"2008-07-12",{"$f":"WEEKDAY(B195,2)","v":6},"Saturday",576.70000000000005,563,546.5,533,540.5,529.20000000000005,456.5,454.6,458.4,459.2,457.1,458.2,447.2,436.1,433.9,421.6,427.2,429.5,613.20000000000005,688,685.1,671.9,650.29999999999995,597.79999999999995,12534.699999999999,644.30030668034851,{"$f":"IF(AND(A195>$AJ$6,A195<$AJ$7),\"s2\",IF(A195<=$AJ$6,\"s1\",\"s3\"))","v":"s2"},"d1",{"$f":"AE195&AF195","v":"s2d1"},null,null,null,null,null,null,null,null,null,null,null,null,null,null,null,null,null,null,null,null,null,null,null,null,null,null,null,null,null,null,null,null,null,null,null,null,null,null,null,null,null,null,{"$f":"ROUNDDOWN((BZ195-1)/24,0)+1","v":9},1,193,{"$f":"OFFSET(CIV!$D$1,IF($CA$1,BX195,366-BX195),BY195)","v":497.5},{"$f":"IF(BZ195=SUMIF(CIV!$AQ$51:$AQ$90,CB194,CIV!$BK$51:$BK$90),CB194+1,CB194)","v":2},754.7,{"$f":"SUMIF(CIV!$AQ$51:$AQ$90,CB195,CIV!$BJ$51:$BJ$90)","v":716.53351422037883}]
[{"$f":"A195+1","v":195},"2008-07-13",7,"Sunday",568.6,550.1,535.1,521.5,528.79999999999995,516.29999999999995,436,413.7,384.7,378.7,384.8,386.4,390.4,396.7,397.1,393.8,393.7,404.6,601.6,658.7,661.9,661.2,627.79999999999995,568.9,11761.1,640.03027601231361,"s2","d1","s2d1",null,null,null,null,null,null,null,null,null,null,null,null,null,null,null,null,null,null,null,null,null,null,null,null,null,null,null,null,null,null,null,null,null,null,null,null,null,null,null,null,null,null,9,2,{"$f":"BZ195+1","v":194},{"$f":"OFFSET(CIV!$D$1,IF($CA$1,BX196,366-BX196),BY196)","v":498.9},{"$f":"IF(BZ196=SUMIF(CIV!$AQ$51:$AQ$90,CB195,CIV!$BK$51:$BK$90),CB195+1,CB195)","v":2},754.4,{"$f":"SUMIF(CIV!$AQ$51:$AQ$90,CB196,CIV!$BJ$51:$BJ$90)","v":716.53351422037883}]
[196,"2008-07-14",1,"Monday",550,528.6,523.4,512.1,522.79999999999995,534.79999999999995,468.2,512.79999999999995,531.29999999999995,540.79999999999995,554,556.70000000000005,533.9,539.1,577.1,556.20000000000005,520.4,501.2,650.20000000000005,715.3,710.6,711,681.9,623.20000000000005,13655.600000000002,641.04724841108225,"s2","d1","s2d1",null,null,null,null,null,null,null,null,null,null,null,null,null,null,null,null,null,null,null,null,null,null,null,null,null,null,null,null,null,null,null,null,null,null,null,null,null,null,null,null,null,null,9,3,195,{"$f":"OFFSET(CIV!$D$1,IF($CA$1,BX197,366-BX197),BY197)","v":490.6},{"$f":"IF(BZ197=SUMIF(CIV!$AQ$51:$AQ$90,CB196,CIV!$BK$51:$BK$90),CB196+1,CB196)","v":2},754.3,{"$f":"SUMIF(CIV!$AQ$51:$AQ$90,CB197,CIV!$BJ$51:$BJ$90)","v":716.53351422037883}]
[197,"2008-07-15",2,"Tuesday",592.1,573.1,559.5,557.9,560.29999999999995,572.5,507.8,501.2,538.9,555.6,542.5,534.6,528.20000000000005,528.20000000000005,543.79999999999995,534.5,522.79999999999995,521.1,712.7,700.5,690.4,678.9,632.29999999999995,589.1,13778.499999999998,648.212523569974,"s2","d1","s2d1",null,null,null,null,null,null,null,null,null,null,null,null,null,null,null,null,null,null,null,null,null,null,null,null,null,null,null,null,null,null,null,null,null,null,null,null,null,null,null,null,null,null,9,4,196,{"$f":"OFFSET(CIV!$D$1,IF($CA$1,BX198,366-BX198),BY198)","v":464.9},{"$f":"IF(BZ198=SUMIF(CIV!$AQ$51:$AQ$90,CB197,CIV!$BK$51:$BK$90),CB197+1,CB197)","v":2},754.3,{"$f":"SUMIF(CIV!$AQ$51:$AQ$90,CB198,CIV!$BJ$51:$BJ$90)","v":716.53351422037883}]
[198,"2008-07-16",3,"Wednesday",564.6,550.5,506.6,523.5,531.4,535,471,489.2,519.70000000000005,519.9,523.4,515.79999999999995,496.5,503.3,499,496.5,490,498.1,625.4,668.3,661.9,643.5,598.1,555.6,12986.8,645.93127121297653,"s2","d1","s2d1",null,null,null,null,null,null,null,null,null,null,null,null,null,null,null,null,null,null,null,null,null,null,null,null,null,null,null,null,null,null,null,null,null,null,null,null,null,null,null,null,null,null,9,5,197,{"$f":"OFFSET(CIV!$D$1,IF($CA$1,BX199,366-BX199),BY199)","v":495.5},{"$f":"IF(BZ199=SUMIF(CIV!$AQ$51:$AQ$90,CB198,CIV!$BK$51:$BK$90),CB198+1,CB198)","v":2},754.2,{"$f":"SUMIF(CIV!$AQ$51:$AQ$90,CB199,CIV!$BJ$51:$BJ$90)","v":716.53351422037883}]
[199,"2008-07-17",4,"Thursday",534.70000000000005,527.9,515.6,512.70000000000005,514.4,520.6,454.6,462.9,484.1,481.8,483,479.4,462.2,486.6,482.9,476.3,466.4,453.8,622.6,679.1,668.3,656.3,615,566.70000000000005,12607.9,643.59814409167893,"s2","d1","s2d1",null,null,null,null,null,null,null,null,null,null,null,null,null,null,null,null,null,null,null,null,null,null,null,null,null,null,null,null,null,null,null,null,null,null,null,null,null,null,null,null,null,null,9,6,198,{"$f":"OFFSET(CIV!$D$1,IF($CA$1,BX200,366-BX200),BY200)","v":532.29999999999995},{"$f":"IF(BZ200=SUMIF(CIV!$AQ$51:$AQ$90,CB199,CIV!$BK$51:$BK$90),CB199+1,CB199)","v":2},754.1,{"$f":"SUMIF(CIV!$AQ$51:$AQ$90,CB200,CIV!$BJ$51:$BJ$90)","v":716.53351422037883}]
[200,"2008-07-18",5,"Friday",530.79999999999995,520.20000000000005,516.6,512,535.20000000000005,520.6,446.6,457.7,476,464.2,480.4,494.1,469.1,475.2,477.9,470.8,463.5,456.5,587.5,672.7,668.2,647,632.1,584.6,12559.500000000002,637.98832968251111,"s2","d1","s2d1",null,null,null,null,null,null,null,null,null,null,null,null,null,null,null,null,null,null,null,null,null,null,null,null,null,null,null,null,null,null,null,null,null,null,null,null,null,null,null,null,null,null,9,7,199,{"$f":"OFFSET(CIV!$D$1,IF($CA$1,BX201,366-BX201),BY201)","v":476.2},{"$f":"IF(BZ201=SUMIF(CIV!$AQ$51:$AQ$90,CB200,CIV!$BK$51:$BK$90),CB200+1,CB200)","v":2},754,{"$f":"SUMIF(CIV!$AQ$51:$AQ$90,CB201,CIV!$BJ$51:$BJ$90)","v":716.53351422037883}]
[201,"2008-07-19",6,"Saturday",566.5,546.4,523.20000000000005,510.2,518.6,516.5,445.2,431.3,438.3,451.8,446.3,437.9,422.2,417.9,411.7,414.1,422.3,421.7,584.9,640.79999999999995,638.79999999999995,648.70000000000005,607.29999999999995,563.4,12025.999999999998,632.67949671426004,"s2","d1","s2d1",null,null,null,null,null,null,null,null,null,null,null,null,null,null,null,null,null,null,null,null,null,null,null,null,null,null,null,null,null,null,null,null,null,null,null,null,null,null,null,null,null,null,9,8,200,{"$f":"OFFSET(CIV!$D$1,IF($CA$1,BX202,366-BX202),BY202)","v":482.1},{"$f":"IF(BZ202=SUMIF(CIV!$AQ$51:$AQ$90,CB201,CIV!$BK$51:$BK$90),CB201+1,CB201)","v":2},753.5,{"$f":"SUMIF(CIV!$AQ$51:$AQ$90,CB202,CIV!$BJ$51:$BJ$90)","v":716.53351422037883}]
[202,"2008-07-20",7,"Sunday",523.70000000000005,507.5,500.9,493.2,484.3,493.5,426.1,395.1,389.5,369.4,359.5,362.6,363.2,367,363.4,360.8,366,390.7,602.20000000000005,618.20000000000005,619.20000000000005,593.6,557.79999999999995,523.4,11030.8,629.63154704283409,"s2","d1","s2d1",null,null,null,null,null,null,null,null,null,null,null,null,null,null,null,null,null,null,null,null,null,null,null,null,null,null,null,null,null,null,null,null,null,null,null,null,null,null,null,null,null,null,9,9,201,{"$f":"OFFSET(CIV!$D$1,IF($CA$1,BX203,366-BX203),BY203)","v":505.9},{"$f":"IF(BZ203=SUMIF(CIV!$AQ$51:$AQ$90,CB202,CIV!$BK$51:$BK$90),CB202+1,CB202)","v":2},753.4,{"$f":"SUMIF(CIV!$AQ$51:$AQ$90,CB203,CIV!$BJ$51:$BJ$90)","v":716.53351422037883}]
[203,"2008-07-21",1,"Monday",490.2,484.3,474.5,474.3,478.4,491.7,425.2,475.1,511.4,527.29999999999995,523.20000000000005,524,503.6,516.29999999999995,544,542.70000000000005,513.79999999999995,496.3,643.79999999999995,695.5,694.7,671.1,639.9,602.9,12944.199999999999,631.04839233855068,"s2","d1","s2d1",null,null,null,null,null,null,null,null,null,null,null,null,null,null,null,null,null,null,null,null,null,null,null,null,null,null,null,null,null,null,null,null,null,null,null,null,null,null,null,null,null,null,9,10,202,{"$f":"OFFSET(CIV!$D$1,IF($CA$1,BX204,366-BX204),BY204)","v":491.8},{"$f":"IF(BZ204=SUMIF(CIV!$AQ$51:$AQ$90,CB203,CIV!$BK$51:$BK$90),CB203+1,CB203)","v":2},753.2,{"$f":"SUMIF(CIV!$AQ$51:$AQ$90,CB204,CIV!$BJ$51:$BJ$90)","v":716.53351422037883}]
[204,"2008-07-22",2,"Tuesday",553,552.4,537.79999999999995,528.9,543,553.5,492.6,547,537.4,537.70000000000005,530.6,526.6,509,515.29999999999995,529.9,532.1,532.20000000000005,513.9,664.4,691.7,679.7,649,610.20000000000005,558,13425.900000000001,{"$f":"AD204*(1-$AH$1)+W205*$AH$1","v":634.38355310469569},"s2","d1","s2d1",null,null,null,null,null,null,null,null,null,null,null,null,null,null,null,null,null,null,null,null,null,null,null,null,null,null,null,null,null,null,null,null,null,null,null,null,null,null,null,null,null,null,9,11,203,{"$f":"OFFSET(CIV!$D$1,IF($CA$1,BX205,366-BX205),BY205)","v":503.2},{"$f":"IF(BZ205=SUMIF(CIV!$AQ$51:$AQ$90,CB204,CIV!$BK$51:$BK$90),CB204+1,CB204)","v":2},753.2,{"$f":"SUMIF(CIV!$AQ$51:$AQ$90,CB205,CIV!$BJ$51:$BJ$90)","v":716.53351422037883}]
[205,"2008-07-23",3,"Wednesday",513.29999999999995,511,483.8,494.2,509.9,521.4,477.1,496.5,483.9,504.8,511.4,524.20000000000005,487.5,501.5,529.4,515.29999999999995,512.29999999999995,487.4,626.9,685.2,674.4,643.9,597.5,564.29999999999995,12857.099999999997,633.63519779422609,"s2","d1","s2d1",null,null,null,null,null,null,null,null,null,null,null,null,null,null,null,null,null,null,null,null,null,null,null,null,null,null,null,null,null,null,null,null,null,null,null,null,null,null,null,null,null,null,9,12,204,{"$f":"OFFSET(CIV!$D$1,IF($CA$1,BX206,366-BX206),BY206)","v":495.2},{"$f":"IF(BZ206=SUMIF(CIV!$AQ$51:$AQ$90,CB205,CIV!$BK$51:$BK$90),CB205+1,CB205)","v":2},753.1,{"$f":"SUMIF(CIV!$AQ$51:$AQ$90,CB206,CIV!$BJ$51:$BJ$90)","v":716.53351422037883}]
[206,"2008-07-24",4,"Thursday",523.70000000000005,519.4,508,506.2,521.4,533.4,471.4,516.29999999999995,526.79999999999995,530,524.79999999999995,522.4,514,514.20000000000005,522.4,522.9,524.29999999999995,491.8,635.1,692.3,683.4,669.1,633,586.79999999999995,13193.099999999997,633.78167801480345,"s2","d1","s2d1",null,null,null,null,null,null,null,null,null,null,null,null,null,null,null,null,null,null,null,null,null,null,null,null,null,null,null,null,null,null,null,null,null,null,null,null,null,null,null,null,null,null,9,13,205,{"$f":"OFFSET(CIV!$D$1,IF($CA$1,BX207,366-BX207),BY207)","v":479.8},{"$f":"IF(BZ207=SUMIF(CIV!$AQ$51:$AQ$90,CB206,CIV!$BK$51:$BK$90),CB206+1,CB206)","v":2},753.1,{"$f":"SUMIF(CIV!$AQ$51:$AQ$90,CB207,CIV!$BJ$51:$BJ$90)","v":716.53351422037883}]
[207,"2008-07-25",5,"Friday",555.6,546.20000000000005,538.1,527.4,521.4,538.4,487.3,517.9,531.4,514,523.70000000000005,529.79999999999995,504.6,505.4,521.41,515.5,507.7,516.20000000000005,639.1,694.6,692.4,675.6,645.29999999999995,599.79999999999995,13348.810000000001,634.31351021332307,"s2","d1","s2d1",null,null,null,null,null,null,null,null,null,null,null,null,null,null,null,null,null,null,null,null,null,null,null,null,null,null,null,null,null,null,null,null,null,null,null,null,null,null,null,null,null,null,9,14,206,{"$f":"OFFSET(CIV!$D$1,IF($CA$1,BX208,366-BX208),BY208)","v":483.6},{"$f":"IF(BZ208=SUMIF(CIV!$AQ$51:$AQ$90,CB207,CIV!$BK$51:$BK$90),CB207+1,CB207)","v":2},753.1,{"$f":"SUMIF(CIV!$AQ$51:$AQ$90,CB208,CIV!$BJ$51:$BJ$90)","v":716.53351422037883}]
[208,"2008-07-26",6,"Saturday",578.29999999999995,554.6,537.1,524.6,531.9,544.9,462.7,443.9,451,454.3,458.3,449.3,437.3,434.3,424.7,431.2,436.9,463.3,625.29999999999995,660.3,664.5,625.29999999999995,591.29999999999995,543.1,12328.399999999998,633.41215919199078,"s2","d1","s2d1",null,null,null,null,null,null,null,null,null,null,null,null,null,null,null,null,null,null,null,null,null,null,null,null,null,null,null,null,null,null,null,null,null,null,null,null,null,null,null,null,null,null,9,15,207,{"$f":"OFFSET(CIV!$D$1,IF($CA$1,BX209,366-BX209),BY209)","v":502.2},{"$f":"IF(BZ209=SUMIF(CIV!$AQ$51:$AQ$90,CB208,CIV!$BK$51:$BK$90),CB208+1,CB208)","v":2},753.1,{"$f":"SUMIF(CIV!$AQ$51:$AQ$90,CB209,CIV!$BJ$51:$BJ$90)","v":716.53351422037883}]
[209,"2008-07-27",7,"Sunday",509.1,512.20000000000005,505.8,499.9,498.1,508.1,442,417.8,398.1,382.9,381.2,376.9,382.7,375.8,381.1,374.5,379.4,418.96,577,638,650.5,608.29999999999995,564,518.4,11300.759999999998,627.77094327279178,"s2","d1","s2d1",null,null,null,null,null,null,null,null,null,null,null,null,null,null,null,null,null,null,null,null,null,null,null,null,null,null,null,null,null,null,null,null,null,null,null,null,null,null,null,null,null,null,9,16,208,{"$f":"OFFSET(CIV!$D$1,IF($CA$1,BX210,366-BX210),BY210)","v":513},{"$f":"IF(BZ210=SUMIF(CIV!$AQ$51:$AQ$90,CB209,CIV!$BK$51:$BK$90),CB209+1,CB209)","v":2},753,{"$f":"SUMIF(CIV!$AQ$51:$AQ$90,CB210,CIV!$BJ$51:$BJ$90)","v":716.53351422037883}]
[210,"2008-07-28",1,"Monday",496.2,497.3,473.6,471.3,500.8,501.2,445.9,483.9,510.5,519,509.4,512.4,507,519,544.6,527.20000000000005,523.5,480.4,622.5,692.8,702.5,669.7,629.6,574.4,12914.699999999999,627.24384894551258,"s2","d1","s2d1",null,null,null,null,null,null,null,null,null,null,null,null,null,null,null,null,null,null,null,null,null,null,null,null,null,null,null,null,null,null,null,null,null,null,null,null,null,null,null,null,null,null,9,17,209,{"$f":"OFFSET(CIV!$D$1,IF($CA$1,BX211,366-BX211),BY211)","v":509.6},{"$f":"IF(BZ211=SUMIF(CIV!$AQ$51:$AQ$90,CB210,CIV!$BK$51:$BK$90),CB210+1,CB210)","v":2},752.9,{"$f":"SUMIF(CIV!$AQ$51:$AQ$90,CB211,CIV!$BJ$51:$BJ$90)","v":716.53351422037883}]
[211,"2008-07-29",2,"Tuesday",526.29999999999995,539.9,529.6,523,528.5,531.20000000000005,505.1,500.5,526.79999999999995,527.20000000000005,529.4,522,510.5,506.7,526.4,527.4,517.4,499.7,659.1,691.8,682.4,680.3,644.9,589.5,13325.599999999999,630.42946405096131,"s2","d1","s2d1",null,null,null,null,null,null,null,null,null,null,null,null,null,null,null,null,null,null,null,null,null,null,null,null,null,null,null,null,null,null,null,null,null,null,null,null,null,null,null,null,null,null,9,18,210,{"$f":"OFFSET(CIV!$D$1,IF($CA$1,BX212,366-BX212),BY212)","v":516.20000000000005},{"$f":"IF(BZ212=SUMIF(CIV!$AQ$51:$AQ$90,CB211,CIV!$BK$51:$BK$90),CB211+1,CB211)","v":2},752.9,{"$f":"SUMIF(CIV!$AQ$51:$AQ$90,CB212,CIV!$BJ$51:$BJ$90)","v":716.53351422037883}]
[212,"2008-07-30",3,"Wednesday",561.9,545.4,532.20000000000005,527.29999999999995,536.79999999999995,552.20000000000005,508.2,517.29999999999995,534.5,528.1,525.70000000000005,516.20000000000005,506.9,504.7,524.79999999999995,522.70000000000005,521.79999999999995,505.6,632,695.7,690.2,663.7,617.29999999999995,572.20000000000005,13343.400000000001,630.58651764586523,"s2","d1","s2d1",null,null,null,null,null,null,null,null,null,null,null,null,null,null,null,null,null,null,null,null,null,null,null,null,null,null,null,null,null,null,null,null,null,null,null,null,null,null,null,null,null,null,9,19,211,{"$f":"OFFSET(CIV!$D$1,IF($CA$1,BX213,366-BX213),BY213)","v":678.6},{"$f":"IF(BZ213=SUMIF(CIV!$AQ$51:$AQ$90,CB212,CIV!$BK$51:$BK$90),CB212+1,CB212)","v":2},752.8,{"$f":"SUMIF(CIV!$AQ$51:$AQ$90,CB213,CIV!$BJ$51:$BJ$90)","v":716.53351422037883}]
[213,"2008-07-31",4,"Thursday",561.1,537.29999999999995,533.5,524,536.4,536.5,484.8,505.5,523.4,529.4,528.6,524.5,498.8,515.4,524.4,535.9,517.6,500.5,654.4,697.9,684.3,655.4,619.1,575.70000000000005,13304.4,632.96786588127861,"s2","d1","s2d1",null,null,null,null,null,null,null,null,null,null,null,null,null,null,null,null,null,null,null,null,null,null,null,null,null,null,null,null,null,null,null,null,null,null,null,null,null,null,null,null,null,null,9,20,212,{"$f":"OFFSET(CIV!$D$1,IF($CA$1,BX214,366-BX214),BY214)","v":709.7},{"$f":"IF(BZ214=SUMIF(CIV!$AQ$51:$AQ$90,CB213,CIV!$BK$51:$BK$90),CB213+1,CB213)","v":2},752.7,{"$f":"SUMIF(CIV!$AQ$51:$AQ$90,CB214,CIV!$BJ$51:$BJ$90)","v":716.53351422037883}]
[214,"2008-08-01",5,"Friday",555,544,540.6,526.79999999999995,532.20000000000005,547,478.5,495.4,519,520.1,517.9,515.79999999999995,485.8,512.70000000000005,534.70000000000005,514.5,510.2,495.3,639.70000000000005,684.5,677.9,657.3,610.1,585.5,13200.5,633.64107929315082,"s2","d1","s2d1",null,null,null,null,null,null,null,null,null,null,null,null,null,null,null,null,null,null,null,null,null,null,null,null,null,null,null,null,null,null,null,null,null,null,null,null,null,null,null,null,null,null,9,21,213,{"$f":"OFFSET(CIV!$D$1,IF($CA$1,BX215,366-BX215),BY215)","v":686.3},{"$f":"IF(BZ215=SUMIF(CIV!$AQ$51:$AQ$90,CB214,CIV!$BK$51:$BK$90),CB214+1,CB214)","v":2},752.5,{"$f":"SUMIF(CIV!$AQ$51:$AQ$90,CB215,CIV!$BJ$51:$BJ$90)","v":716.53351422037883}]
[215,"2008-08-02",6,"Saturday",558.1,549.79999999999995,532.79999999999995,527.79999999999995,534.79999999999995,536.9,462.5,457.9,450.9,460.2,445,438.9,427.8,423.3,415.8,416.9,420.9,438.1,635.9,659.1,657.7,637.1,608.6,560.1,12256.900000000001,633.86697136383577,"s2","d1","s2d1",null,null,null,null,null,null,null,null,null,null,null,null,null,null,null,null,null,null,null,null,null,null,null,null,null,null,null,null,null,null,null,null,null,null,null,null,null,null,null,null,null,null,9,22,214,{"$f":"OFFSET(CIV!$D$1,IF($CA$1,BX216,366-BX216),BY216)","v":677.1},{"$f":"IF(BZ216=SUMIF(CIV!$AQ$51:$AQ$90,CB215,CIV!$BK$51:$BK$90),CB215+1,CB215)","v":2},752.3,{"$f":"SUMIF(CIV!$AQ$51:$AQ$90,CB216,CIV!$BJ$51:$BJ$90)","v":716.53351422037883}]
[216,"2008-08-03",7,"Sunday",535.6,516.29999999999995,509.3,497.6,502.6,513.5,424.4,382.9,365.8,360,357.5,359.3,371.3,369,370,365.8,369.5,384.9,588.79999999999995,634.4,645.70000000000005,631.5,595,555.20000000000005,11205.900000000001,629.36027422745224,"s2","d1","s2d1",null,null,null,null,null,null,null,null,null,null,null,null,null,null,null,null,null,null,null,null,null,null,null,null,null,null,null,null,null,null,null,null,null,null,null,null,null,null,null,null,null,null,9,23,215,{"$f":"OFFSET(CIV!$D$1,IF($CA$1,BX217,366-BX217),BY217)","v":612.20000000000005},{"$f":"IF(BZ217=SUMIF(CIV!$AQ$51:$AQ$90,CB216,CIV!$BK$51:$BK$90),CB216+1,CB216)","v":2},752.3,{"$f":"SUMIF(CIV!$AQ$51:$AQ$90,CB217,CIV!$BJ$51:$BJ$90)","v":716.53351422037883}]
[217,"2008-08-04",1,"Monday",525.70000000000005,508.9,494.2,492.2,498.2,516.20000000000005,470,496.9,524.6,529.4,531,519.1,513.20000000000005,519.79999999999995,537.79999999999995,523.9,518.1,493.4,643.20000000000005,703.7,694.1,683,629.6,584.1,13150.300000000003,630.74424680470713,"s2","d1","s2d1",null,null,null,null,null,null,null,null,null,null,null,null,null,null,null,null,null,null,null,null,null,null,null,null,null,null,null,null,null,null,null,null,null,null,null,null,null,null,null,null,null,null,9,24,216,{"$f":"OFFSET(CIV!$D$1,IF($CA$1,BX218,366-BX218),BY218)","v":579},{"$f":"IF(BZ218=SUMIF(CIV!$AQ$51:$AQ$90,CB217,CIV!$BK$51:$BK$90),CB217+1,CB217)","v":2},752.2,{"$f":"SUMIF(CIV!$AQ$51:$AQ$90,CB218,CIV!$BJ$51:$BJ$90)","v":716.53351422037883}]
[218,"2008-08-05",2,"Tuesday",568.9,531,535.5,531.6,528.5,544.6,489,498.2,533.29999999999995,560.29999999999995,536.29999999999995,522,511.1,519.5,541.1,531.79999999999995,524.70000000000005,485.2,654.4,700.2,703.5,690.3,643.1,592.20000000000005,13476.300000000003,633.10982212423642,"s2","d1","s2d1",null,null,null,null,null,null,null,null,null,null,null,null,null,null,null,null,null,null,null,null,null,null,null,null,null,null,null,null,null,null,null,null,null,null,null,null,null,null,null,null,null,null,10,{"$f":"BY195","v":1},217,{"$f":"OFFSET(CIV!$D$1,IF($CA$1,BX219,366-BX219),BY219)","v":546.4},{"$f":"IF(BZ219=SUMIF(CIV!$AQ$51:$AQ$90,CB218,CIV!$BK$51:$BK$90),CB218+1,CB218)","v":2},752.2,{"$f":"SUMIF(CIV!$AQ$51:$AQ$90,CB219,CIV!$BJ$51:$BJ$90)","v":716.53351422037883}]
[219,"2008-08-06",3,"Wednesday",567.6,552.1,539.29999999999995,526,540.6,554.9,476.7,505.1,512.79999999999995,521,522.5,521.70000000000005,511.3,511.4,514.5,508.8,501.5,489.6,655.1,699.5,683.3,665.2,634.70000000000005,581.6,13296.800000000001,635.30883991181281,"s2","d1","s2d1",null,null,null,null,null,null,null,null,null,null,null,null,null,null,null,null,null,null,null,null,null,null,null,null,null,null,null,null,null,null,null,null,null,null,null,null,null,null,null,null,null,null,10,2,218,{"$f":"OFFSET(CIV!$D$1,IF($CA$1,BX220,366-BX220),BY220)","v":533.29999999999995},{"$f":"IF(BZ220=SUMIF(CIV!$AQ$51:$AQ$90,CB219,CIV!$BK$51:$BK$90),CB219+1,CB219)","v":2},752.2,{"$f":"SUMIF(CIV!$AQ$51:$AQ$90,CB220,CIV!$BJ$51:$BJ$90)","v":716.53351422037883}]
[220,"2008-08-07",4,"Thursday",560.1,546.5,528.70000000000005,525,525.29999999999995,521.1,426.5,385.8,370.8,374.9,372.1,380.2,382.8,389.3,391.9,385.6,378.8,415,618.4,637.9,645.70000000000005,614.4,598.9,557,11532.7,633.61795592063163,"s2","d1","s2d1",null,null,null,null,null,null,null,null,null,null,null,null,null,null,null,null,null,null,null,null,null,null,null,null,null,null,null,null,null,null,null,null,null,null,null,null,null,null,null,null,null,null,10,3,219,{"$f":"OFFSET(CIV!$D$1,IF($CA$1,BX221,366-BX221),BY221)","v":525.1},{"$f":"IF(BZ221=SUMIF(CIV!$AQ$51:$AQ$90,CB220,CIV!$BK$51:$BK$90),CB220+1,CB220)","v":2},752,{"$f":"SUMIF(CIV!$AQ$51:$AQ$90,CB221,CIV!$BJ$51:$BJ$90)","v":716.53351422037883}]
[221,"2008-08-08",5,"Friday",529.4,512.9,503.1,490.9,494.8,517.1,449.4,484.6,515.1,513.20000000000005,526.4,518.29999999999995,482.2,500.4,537.6,515.70000000000005,514.5,481.6,661.5,677.6,673.8,650.1,626,586.70000000000005,12962.9,636.40616032856849,"s2","d1","s2d1",null,null,null,null,null,null,null,null,null,null,null,null,null,null,null,null,null,null,null,null,null,null,null,null,null,null,null,null,null,null,null,null,null,null,null,null,null,null,null,null,null,null,10,4,220,{"$f":"OFFSET(CIV!$D$1,IF($CA$1,BX222,366-BX222),BY222)","v":509.1},{"$f":"IF(BZ222=SUMIF(CIV!$AQ$51:$AQ$90,CB221,CIV!$BK$51:$BK$90),CB221+1,CB221)","v":2},751.9,{"$f":"SUMIF(CIV!$AQ$51:$AQ$90,CB222,CIV!$BJ$51:$BJ$90)","v":716.53351422037883}]
[222,"2008-08-09",6,"Saturday",552,541.70000000000005,527.79999999999995,525.6,523.9,537.70000000000005,472.4,452.8,454.1,476,469.8,444.7,431.5,432,427.5,418.3,423.2,452.1,631.79999999999995,668.9,653.1,647.20000000000005,623.70000000000005,574.4,12362.2,635.94554429571156,"s2","d1","s2d1",null,null,null,null,null,null,null,null,null,null,null,null,null,null,null,null,null,null,null,null,null,null,null,null,null,null,null,null,null,null,null,null,null,null,null,null,null,null,null,null,null,null,10,5,221,{"$f":"OFFSET(CIV!$D$1,IF($CA$1,BX223,366-BX223),BY223)","v":520.5},{"$f":"IF(BZ223=SUMIF(CIV!$AQ$51:$AQ$90,CB222,CIV!$BK$51:$BK$90),CB222+1,CB222)","v":2},751.8,{"$f":"SUMIF(CIV!$AQ$51:$AQ$90,CB223,CIV!$BJ$51:$BJ$90)","v":716.53351422037883}]
[223,"2008-08-10",7,"Sunday",532.4,518.9,507.3,500.1,502.6,508.7,413.5,397.3,382.7,377.2,371.3,377.2,377.9,381.7,376.8,377.7,378.7,384.4,598.9,633.20000000000005,633.20000000000005,618.79999999999995,588.9,540.5,11279.9,632.24098986614035,"s2","d1","s2d1",null,null,null,null,null,null,null,null,null,null,null,null,null,null,null,null,null,null,null,null,null,null,null,null,null,null,null,null,null,null,null,null,null,null,null,null,null,null,null,null,null,null,10,6,222,{"$f":"OFFSET(CIV!$D$1,IF($CA$1,BX224,366-BX224),BY224)","v":559.4},{"$f":"IF(BZ224=SUMIF(CIV!$AQ$51:$AQ$90,CB223,CIV!$BK$51:$BK$90),CB223+1,CB223)","v":2},751.6,{"$f":"SUMIF(CIV!$AQ$51:$AQ$90,CB224,CIV!$BJ$51:$BJ$90)","v":716.53351422037883}]
[224,"2008-08-11",1,"Monday",505.6,498,488.9,484.5,485.7,511.4,447.7,484.2,507.2,505.1,526.6,516.4,512.29999999999995,522.70000000000005,537.5,546.1,525.4,503.7,677.3,700.8,702.6,666.5,631,592.20000000000005,13079.400000000001,636.7468908795264,"s2","d1","s2d1",null,null,null,null,null,null,null,null,null,null,null,null,null,null,null,null,null,null,null,null,null,null,null,null,null,null,null,null,null,null,null,null,null,null,null,null,null,null,null,null,null,null,10,7,223,{"$f":"OFFSET(CIV!$D$1,IF($CA$1,BX225,366-BX225),BY225)","v":476},{"$f":"IF(BZ225=SUMIF(CIV!$AQ$51:$AQ$90,CB224,CIV!$BK$51:$BK$90),CB224+1,CB224)","v":2},751.6,{"$f":"SUMIF(CIV!$AQ$51:$AQ$90,CB225,CIV!$BJ$51:$BJ$90)","v":716.53351422037883}]
[225,"2008-08-12",2,"Tuesday",566.6,539.1,535,528.29999999999995,530.1,547.79999999999995,498.8,515.1,539,547,539.5,533.9,505.7,514.1,547.4,535.1,524.20000000000005,524.5,690.7,710.1,694.1,679.1,644.79999999999995,599.9,13589.900000000001,642.14220179157383,"s2","d1","s2d1",null,null,null,null,null,null,null,null,null,null,null,null,null,null,null,null,null,null,null,null,null,null,null,null,null,null,null,null,null,null,null,null,null,null,null,null,null,null,null,null,null,null,10,8,224,{"$f":"OFFSET(CIV!$D$1,IF($CA$1,BX226,366-BX226),BY226)","v":503.5},{"$f":"IF(BZ226=SUMIF(CIV!$AQ$51:$AQ$90,CB225,CIV!$BK$51:$BK$90),CB225+1,CB225)","v":2},751.4,{"$f":"SUMIF(CIV!$AQ$51:$AQ$90,CB226,CIV!$BJ$51:$BJ$90)","v":716.53351422037883}]
[226,"2008-08-13",3,"Wednesday",574.29999999999995,547.29999999999995,539.4,533.79999999999995,535.5,552.79999999999995,493.5,514.20000000000005,543,545.5,544.6,530.70000000000005,524.5,519.70000000000005,548,536.1,540.29999999999995,526.70000000000005,673.2,704.4,696.4,669.6,616.79999999999995,587.79999999999995,13598.099999999999,645.24798161241654,"s2","d1","s2d1",null,null,null,null,null,null,null,null,null,null,null,null,null,null,null,null,null,null,null,null,null,null,null,null,null,null,null,null,null,null,null,null,null,null,null,null,null,null,null,null,null,null,10,9,225,{"$f":"OFFSET(CIV!$D$1,IF($CA$1,BX227,366-BX227),BY227)","v":517.1},{"$f":"IF(BZ227=SUMIF(CIV!$AQ$51:$AQ$90,CB226,CIV!$BK$51:$BK$90),CB226+1,CB226)","v":2},751.4,{"$f":"SUMIF(CIV!$AQ$51:$AQ$90,CB227,CIV!$BJ$51:$BJ$90)","v":716.53351422037883}]
[227,"2008-08-14",4,"Thursday",560.6,539.79999999999995,535.1,525.29999999999995,532.6,552.79999999999995,481,511.8,530.79999999999995,530,528.79999999999995,521.20000000000005,504.5,516.70000000000005,517,519.9,498.2,495.1,661,706.4,689.5,670.7,629,598.70000000000005,13356.500000000002,646.82318345117494,"s2","d1","s2d1",null,null,null,null,null,null,null,null,null,null,null,null,null,null,null,null,null,null,null,null,null,null,null,null,null,null,null,null,null,null,null,null,null,null,null,null,null,null,null,null,null,null,10,10,226,{"$f":"OFFSET(CIV!$D$1,IF($CA$1,BX228,366-BX228),BY228)","v":508},{"$f":"IF(BZ228=SUMIF(CIV!$AQ$51:$AQ$90,CB227,CIV!$BK$51:$BK$90),CB227+1,CB227)","v":2},751.3,{"$f":"SUMIF(CIV!$AQ$51:$AQ$90,CB228,CIV!$BJ$51:$BJ$90)","v":716.53351422037883}]
[228,"2008-08-15",5,"Friday",572.4,564.9,534.29999999999995,524.70000000000005,529.4,536.5,445.9,417.5,408.2,406.1,429.1,432.4,397.3,401,411.7,397.2,397.1,426.9,626.1,646.70000000000005,650.9,632.6,605.20000000000005,554.9,11949.000000000002,644.75086510605752,"s2","d1","s2d1",null,null,null,null,null,null,null,null,null,null,null,null,null,null,null,null,null,null,null,null,null,null,null,null,null,null,null,null,null,null,null,null,null,null,null,null,null,null,null,null,null,null,10,11,227,{"$f":"OFFSET(CIV!$D$1,IF($CA$1,BX229,366-BX229),BY229)","v":497.3},{"$f":"IF(BZ229=SUMIF(CIV!$AQ$51:$AQ$90,CB228,CIV!$BK$51:$BK$90),CB228+1,CB228)","v":2},751.2,{"$f":"SUMIF(CIV!$AQ$51:$AQ$90,CB229,CIV!$BJ$51:$BJ$90)","v":716.53351422037883}]
[229,"2008-08-16",6,"Saturday",531.70000000000005,505.2,502.2,487.4,495.3,508.1,432,440.5,432.2,437.1,432.5,428.7,416.5,411.4,407.4,416.9,421.5,444.1,600.79999999999995,641.29999999999995,633.9,606.79999999999995,560.4,534,11727.899999999998,640.35577859545185,"s2","d1","s2d1",null,null,null,null,null,null,null,null,null,null,null,null,null,null,null,null,null,null,null,null,null,null,null,null,null,null,null,null,null,null,null,null,null,null,null,null,null,null,null,null,null,null,10,12,228,{"$f":"OFFSET(CIV!$D$1,IF($CA$1,BX230,366-BX230),BY230)","v":502.8},{"$f":"IF(BZ230=SUMIF(CIV!$AQ$51:$AQ$90,CB229,CIV!$BK$51:$BK$90),CB229+1,CB229)","v":2},751.1,{"$f":"SUMIF(CIV!$AQ$51:$AQ$90,CB230,CIV!$BJ$51:$BJ$90)","v":716.53351422037883}]
[230,"2008-08-17",7,"Sunday",505.1,484.1,475.5,459.6,481.7,486.9,415.6,397.1,382.6,380,367.2,360.9,367,361.4,370.1,370.9,376.1,409.7,585.4,632.29999999999995,615.70000000000005,613,564.20000000000005,517.6,10979.7,634.86020073590669,"s2","d1","s2d1",null,null,null,null,null,null,null,null,null,null,null,null,null,null,null,null,null,null,null,null,null,null,null,null,null,null,null,null,null,null,null,null,null,null,null,null,null,null,null,null,null,null,10,13,229,{"$f":"OFFSET(CIV!$D$1,IF($CA$1,BX231,366-BX231),BY231)","v":503.7},{"$f":"IF(BZ231=SUMIF(CIV!$AQ$51:$AQ$90,CB230,CIV!$BK$51:$BK$90),CB230+1,CB230)","v":2},751,{"$f":"SUMIF(CIV!$AQ$51:$AQ$90,CB231,CIV!$BJ$51:$BJ$90)","v":716.53351422037883}]
[231,"2008-08-18",1,"Monday",485.6,472.4,459,460.6,471,492.8,446.1,479.1,510.5,516.20000000000005,512.29999999999995,506.7,481,503.4,510.8,523.29999999999995,501.3,484.2,662.5,702.7,688.5,658.4,615.6,569.6,12713.600000000002,637.62418066231601,"s2","d1","s2d1",null,null,null,null,null,null,null,null,null,null,null,null,null,null,null,null,null,null,null,null,null,null,null,null,null,null,null,null,null,null,null,null,null,null,null,null,null,null,null,null,null,null,10,14,230,{"$f":"OFFSET(CIV!$D$1,IF($CA$1,BX232,366-BX232),BY232)","v":517.29999999999995},{"$f":"IF(BZ232=SUMIF(CIV!$AQ$51:$AQ$90,CB231,CIV!$BK$51:$BK$90),CB231+1,CB231)","v":2},751,{"$f":"SUMIF(CIV!$AQ$51:$AQ$90,CB232,CIV!$BJ$51:$BJ$90)","v":716.53351422037883}]
[232,"2008-08-19",2,"Tuesday",546.20000000000005,527,516.20000000000005,507.1,517.6,535.5,478.7,504,530.29999999999995,532.5,520.20000000000005,521.20000000000005,511.4,513,538.70000000000005,534.5,507.1,495.7,672.9,694,689.1,662.4,627.20000000000005,566.6,13249.1,641.15176259608438,"s2","d1","s2d1",null,null,null,null,null,null,null,null,null,null,null,null,null,null,null,null,null,null,null,null,null,null,null,null,null,null,null,null,null,null,null,null,null,null,null,null,null,null,null,null,null,null,10,15,231,{"$f":"OFFSET(CIV!$D$1,IF($CA$1,BX233,366-BX233),BY233)","v":530.29999999999995},{"$f":"IF(BZ233=SUMIF(CIV!$AQ$51:$AQ$90,CB232,CIV!$BK$51:$BK$90),CB232+1,CB232)","v":2},750.9,{"$f":"SUMIF(CIV!$AQ$51:$AQ$90,CB233,CIV!$BJ$51:$BJ$90)","v":716.53351422037883}]
[233,"2008-08-20",3,"Wednesday",549.20000000000005,536,525.4,518.79999999999995,527.9,542.4,473.4,500.5,534,515.29999999999995,528.20000000000005,515,506,520.79999999999995,536.20000000000005,548.79999999999995,524.70000000000005,502.9,669.4,703.4,701.7,681,634.4,631.9,13427.3,643.97658633647598,"s2","d1","s2d1",null,null,null,null,null,null,null,null,null,null,null,null,null,null,null,null,null,null,null,null,null,null,null,null,null,null,null,null,null,null,null,null,null,null,null,null,null,null,null,null,null,null,10,16,232,{"$f":"OFFSET(CIV!$D$1,IF($CA$1,BX234,366-BX234),BY234)","v":531.29999999999995},{"$f":"IF(BZ234=SUMIF(CIV!$AQ$51:$AQ$90,CB233,CIV!$BK$51:$BK$90),CB233+1,CB233)","v":2},750.9,{"$f":"SUMIF(CIV!$AQ$51:$AQ$90,CB234,CIV!$BJ$51:$BJ$90)","v":716.53351422037883}]
[234,"2008-08-21",4,"Thursday",550.4,542.1,526.79999999999995,525.1,523,544.29999999999995,475.5,503.2,521.70000000000005,522.5,531.4,519.29999999999995,503.4,518.4,534.70000000000005,533.9,532.4,504.7,700.6,703.2,706.8,688.9,637.4,595.6,13445.3,649.63892770282837,"s2","d1","s2d1",null,null,null,null,null,null,null,null,null,null,null,null,null,null,null,null,null,null,null,null,null,null,null,null,null,null,null,null,null,null,null,null,null,null,null,null,null,null,null,null,null,null,10,17,233,{"$f":"OFFSET(CIV!$D$1,IF($CA$1,BX235,366-BX235),BY235)","v":533.79999999999995},{"$f":"IF(BZ235=SUMIF(CIV!$AQ$51:$AQ$90,CB234,CIV!$BK$51:$BK$90),CB234+1,CB234)","v":2},750.7,{"$f":"SUMIF(CIV!$AQ$51:$AQ$90,CB235,CIV!$BJ$51:$BJ$90)","v":716.53351422037883}]
[235,"2008-08-22",5,"Friday",560.1,545.9,531.9,517.4,532.79999999999995,545.70000000000005,489.8,502.7,531.9,534.79999999999995,539.4,513.70000000000005,497,506.7,525.4,519.1,518.9,518.20000000000005,693.7,692.6,682.7,652.1,606.70000000000005,566.29999999999995,13325.500000000002,654.0450349325456,"s2","d1","s2d1",null,null,null,null,null,null,null,null,null,null,null,null,null,null,null,null,null,null,null,null,null,null,null,null,null,null,null,null,null,null,null,null,null,null,null,null,null,null,null,null,null,null,10,18,234,{"$f":"OFFSET(CIV!$D$1,IF($CA$1,BX236,366-BX236),BY236)","v":531.29999999999995},{"$f":"IF(BZ236=SUMIF(CIV!$AQ$51:$AQ$90,CB235,CIV!$BK$51:$BK$90),CB235+1,CB235)","v":2},750.7,{"$f":"SUMIF(CIV!$AQ$51:$AQ$90,CB236,CIV!$BJ$51:$BJ$90)","v":716.53351422037883}]
[236,"2008-08-23",6,"Saturday",542.20000000000005,532,525.5,524.1,530.1,541.5,454.5,447.2,456.8,446.1,451.5,437.9,425.7,425,428.7,427.3,421.6,448.5,614.20000000000005,675.2,660.8,653.6,600.5,558.79999999999995,12229.300000000001,650.06053143929103,"s2","d1","s2d1",null,null,null,null,null,null,null,null,null,null,null,null,null,null,null,null,null,null,null,null,null,null,null,null,null,null,null,null,null,null,null,null,null,null,null,null,null,null,null,null,null,null,10,19,235,{"$f":"OFFSET(CIV!$D$1,IF($CA$1,BX237,366-BX237),BY237)","v":687.1},{"$f":"IF(BZ237=SUMIF(CIV!$AQ$51:$AQ$90,CB236,CIV!$BK$51:$BK$90),CB236+1,CB236)","v":2},750.6,{"$f":"SUMIF(CIV!$AQ$51:$AQ$90,CB237,CIV!$BJ$51:$BJ$90)","v":716.53351422037883}]
[237,"2008-08-24",7,"Sunday",543.5,514.5,516.20000000000005,500.8,510.6,498.5,417.3,395.1,383.2,375.4,367.7,378.1,378,385.3,386,385.4,387.5,372.7,633.5,656,646,634,588.5,532.29999999999995,11386.099999999999,648.40447829536197,"s2","d1","s2d1",null,null,null,null,null,null,null,null,null,null,null,null,null,null,null,null,null,null,null,null,null,null,null,null,null,null,null,null,null,null,null,null,null,null,null,null,null,null,null,null,null,null,10,20,236,{"$f":"OFFSET(CIV!$D$1,IF($CA$1,BX238,366-BX238),BY238)","v":703.2},{"$f":"IF(BZ238=SUMIF(CIV!$AQ$51:$AQ$90,CB237,CIV!$BK$51:$BK$90),CB237+1,CB237)","v":2},750.4,{"$f":"SUMIF(CIV!$AQ$51:$AQ$90,CB238,CIV!$BJ$51:$BJ$90)","v":716.53351422037883}]
[238,"2008-08-25",1,"Monday",529.08000000000004,492.9,505.9,484.5,495.1,503.4,449.8,498.1,517.4,534.20000000000005,536,537,525.1,536.29999999999995,560.29999999999995,545.4,529.70000000000005,507.2,686.4,729.3,713.5,699.5,652.79999999999995,610.70000000000005,13379.580000000002,652.20403046582578,"s2","d1","s2d1",null,null,null,null,null,null,null,null,null,null,null,null,null,null,null,null,null,null,null,null,null,null,null,null,null,null,null,null,null,null,null,null,null,null,null,null,null,null,null,null,null,null,10,21,237,{"$f":"OFFSET(CIV!$D$1,IF($CA$1,BX239,366-BX239),BY239)","v":694.2},{"$f":"IF(BZ239=SUMIF(CIV!$AQ$51:$AQ$90,CB238,CIV!$BK$51:$BK$90),CB238+1,CB238)","v":2},750.4,{"$f":"SUMIF(CIV!$AQ$51:$AQ$90,CB239,CIV!$BJ$51:$BJ$90)","v":716.53351422037883}]
[239,"2008-08-26",2,"Tuesday",579.20000000000005,569,537.20000000000005,547,541.79999999999995,562.6,496.4,510.1,532.79999999999995,539.20000000000005,514.70000000000005,508.1,495.1,493.8,511.4,514.9,501.7,500.4,675.1,689.2,694.6,645,607.70000000000005,569.70000000000005,13336.700000000004,654.49362741924324,"s2","d1","s2d1",null,null,null,null,null,null,null,null,null,null,null,null,null,null,null,null,null,null,null,null,null,null,null,null,null,null,null,null,null,null,null,null,null,null,null,null,null,null,null,null,null,null,10,22,238,{"$f":"OFFSET(CIV!$D$1,IF($CA$1,BX240,366-BX240),BY240)","v":656.7},{"$f":"IF(BZ240=SUMIF(CIV!$AQ$51:$AQ$90,CB239,CIV!$BK$51:$BK$90),CB239+1,CB239)","v":2},750.2,{"$f":"SUMIF(CIV!$AQ$51:$AQ$90,CB240,CIV!$BJ$51:$BJ$90)","v":716.53351422037883}]
[240,"2008-08-27",3,"Wednesday",538.1,526.9,514.9,509,520.4,534.20000000000005,475.3,498.2,521.20000000000005,518.70000000000005,531.70000000000005,516.20000000000005,513.79999999999995,524,548,540.20000000000005,540.1,517,687.9,679.3,699.7,673.7,635.9,593,13357.4,657.83426467731886,"s2","d1","s2d1",null,null,null,null,null,null,null,null,null,null,null,null,null,null,null,null,null,null,null,null,null,null,null,null,null,null,null,null,null,null,null,null,null,null,null,null,null,null,null,null,null,null,10,23,239,{"$f":"OFFSET(CIV!$D$1,IF($CA$1,BX241,366-BX241),BY241)","v":624.5},{"$f":"IF(BZ241=SUMIF(CIV!$AQ$51:$AQ$90,CB240,CIV!$BK$51:$BK$90),CB240+1,CB240)","v":2},750.2,{"$f":"SUMIF(CIV!$AQ$51:$AQ$90,CB241,CIV!$BJ$51:$BJ$90)","v":716.53351422037883}]
[241,"2008-08-28",4,"Thursday",573.1,555.20000000000005,531.5,530,542.6,548.70000000000005,483.4,504.6,535.79999999999995,543.29999999999995,525.20000000000005,533.1,515.5,527.6,542.70000000000005,528.70000000000005,525.29999999999995,502.5,684.7,712.7,699.8,686.8,629.79999999999995,595.79999999999995,13558.4,660.52083820958705,"s2","d1","s2d1",null,null,null,null,null,null,null,null,null,null,null,null,null,null,null,null,null,null,null,null,null,null,null,null,null,null,null,null,null,null,null,null,null,null,null,null,null,null,null,null,null,null,10,24,240,{"$f":"OFFSET(CIV!$D$1,IF($CA$1,BX242,366-BX242),BY242)","v":585.5},{"$f":"IF(BZ242=SUMIF(CIV!$AQ$51:$AQ$90,CB241,CIV!$BK$51:$BK$90),CB241+1,CB241)","v":2},750.2,{"$f":"SUMIF(CIV!$AQ$51:$AQ$90,CB242,CIV!$BJ$51:$BJ$90)","v":716.53351422037883}]
[242,"2008-08-29",5,"Friday",561.6,543.9,534.5,528.20000000000005,534.29999999999995,546,491.6,525.1,537,537.9,525.1,507.7,487.2,489.3,492.6,499.8,499.8,507,673.4,669.7,665.4,629.5,577.6,547.4,13111.599999999999,661.80875438862836,"s2","d1","s2d1",null,null,null,null,null,null,null,null,null,null,null,null,null,null,null,null,null,null,null,null,null,null,null,null,null,null,null,null,null,null,null,null,null,null,null,null,null,null,null,null,null,null,11,1,241,{"$f":"OFFSET(CIV!$D$1,IF($CA$1,BX243,366-BX243),BY243)","v":528.70000000000005},{"$f":"IF(BZ243=SUMIF(CIV!$AQ$51:$AQ$90,CB242,CIV!$BK$51:$BK$90),CB242+1,CB242)","v":2},750.1,{"$f":"SUMIF(CIV!$AQ$51:$AQ$90,CB243,CIV!$BJ$51:$BJ$90)","v":716.53351422037883}]
[243,"2008-08-30",6,"Saturday",527.29999999999995,509.5,502.3,494.8,501.6,514.1,447.3,441.1,448,438.2,440.1,440.1,429.8,424.2,418.6,408.5,429.4,431.4,636,669.6,657.3,633.4,592.29999999999995,552.9,11987.8,659.22787894976557,"s2","d1","s2d1",null,null,null,null,null,null,null,null,null,null,null,null,null,null,null,null,null,null,null,null,null,null,null,null,null,null,null,null,null,null,null,null,null,null,null,null,null,null,null,null,null,null,11,2,242,{"$f":"OFFSET(CIV!$D$1,IF($CA$1,BX244,366-BX244),BY244)","v":523.6},{"$f":"IF(BZ244=SUMIF(CIV!$AQ$51:$AQ$90,CB243,CIV!$BK$51:$BK$90),CB243+1,CB243)","v":2},750,{"$f":"SUMIF(CIV!$AQ$51:$AQ$90,CB244,CIV!$BJ$51:$BJ$90)","v":716.53351422037883}]
[244,"2008-08-31",7,"Sunday",509.4,503.5,490.3,470.9,484.3,492.7,391.6,388.9,386.1,361.7,364.3,371.1,385.2,377.7,384.6,380.4,384.5,411.2,615,647.70000000000005,638.20000000000005,627.4,584,539.5,11190.2,654.80509105478905,"s2","d1","s2d1",null,null,null,null,null,null,null,null,null,null,null,null,null,null,null,null,null,null,null,null,null,null,null,null,null,null,null,null,null,null,null,null,null,null,null,null,null,null,null,null,null,null,11,3,243,{"$f":"OFFSET(CIV!$D$1,IF($CA$1,BX245,366-BX245),BY245)","v":513.9},{"$f":"IF(BZ245=SUMIF(CIV!$AQ$51:$AQ$90,CB244,CIV!$BK$51:$BK$90),CB244+1,CB244)","v":2},750,{"$f":"SUMIF(CIV!$AQ$51:$AQ$90,CB245,CIV!$BJ$51:$BJ$90)","v":716.53351422037883}]
[245,"2008-09-01",1,"Monday",509.7,493.9,486.1,500.1,510,517.29999999999995,454.8,481.6,502.9,501.7,512.20000000000005,505.2,499.1,481.5,508.3,508.2,498.8,520.1,656.6,685.3,676.9,645.4,595.9,547.4,12798.999999999998,654.98458194931015,"s2","d1","s2d1",null,null,null,null,null,null,null,null,null,null,null,null,null,null,null,null,null,null,null,null,null,null,null,null,null,null,null,null,null,null,null,null,null,null,null,null,null,null,null,null,null,null,11,4,244,{"$f":"OFFSET(CIV!$D$1,IF($CA$1,BX246,366-BX246),BY246)","v":508},{"$f":"IF(BZ246=SUMIF(CIV!$AQ$51:$AQ$90,CB245,CIV!$BK$51:$BK$90),CB245+1,CB245)","v":2},749.9,{"$f":"SUMIF(CIV!$AQ$51:$AQ$90,CB246,CIV!$BJ$51:$BJ$90)","v":716.53351422037883}]
[246,"2008-09-02",2,"Tuesday",529.70000000000005,509.2,508.7,524.20000000000005,540.29999999999995,530.4,477.7,487.7,519.4,510.8,519.70000000000005,507.7,481.1,498.9,517.70000000000005,514.79999999999995,496.3,519.79999999999995,673,688.8,682.7,663.5,605.9,565.6,13073.599999999999,656.7861237543791,"s2","d1","s2d1",null,null,null,null,null,null,null,null,null,null,null,null,null,null,null,null,null,null,null,null,null,null,null,null,null,null,null,null,null,null,null,null,null,null,null,null,null,null,null,null,null,null,11,5,245,{"$f":"OFFSET(CIV!$D$1,IF($CA$1,BX247,366-BX247),BY247)","v":506.1},{"$f":"IF(BZ247=SUMIF(CIV!$AQ$51:$AQ$90,CB246,CIV!$BK$51:$BK$90),CB246+1,CB246)","v":2},749.7,{"$f":"SUMIF(CIV!$AQ$51:$AQ$90,CB247,CIV!$BJ$51:$BJ$90)","v":716.53351422037883}]
[247,"2008-09-03",3,"Wednesday",534.1,529.70000000000005,522.79999999999995,537,562.4,535,468,496.6,522.9,506.8,523.1,523.29999999999995,504.9,514,530,536.79999999999995,537.79999999999995,526.9,690.9,704.6,700.2,677.5,627.20000000000005,581.9,13394.4,660.19751137894127,"s2","d1","s2d1",null,null,null,null,null,null,null,null,null,null,null,null,null,null,null,null,null,null,null,null,null,null,null,null,null,null,null,null,null,null,null,null,null,null,null,null,null,null,null,null,null,null,11,6,246,{"$f":"OFFSET(CIV!$D$1,IF($CA$1,BX248,366-BX248),BY248)","v":529.6},{"$f":"IF(BZ248=SUMIF(CIV!$AQ$51:$AQ$90,CB247,CIV!$BK$51:$BK$90),CB247+1,CB247)","v":2},749.5,{"$f":"SUMIF(CIV!$AQ$51:$AQ$90,CB248,CIV!$BJ$51:$BJ$90)","v":716.53351422037883}]
[248,"2008-09-04",4,"Thursday",551.20000000000005,543.70000000000005,533.20000000000005,543.70000000000005,556.20000000000005,542.29999999999995,472.9,505.7,517.70000000000005,521.1,532.20000000000005,522.5,508.7,514.79999999999995,536.4,531.6,512.9,510.4,684.1,679.1,663.2,666.7,622.20000000000005,579.9,13352.400000000001,662.58776024104714,"s2","d1","s2d1",null,null,null,null,null,null,null,null,null,null,null,null,null,null,null,null,null,null,null,null,null,null,null,null,null,null,null,null,null,null,null,null,null,null,null,null,null,null,null,null,null,null,11,7,247,{"$f":"OFFSET(CIV!$D$1,IF($CA$1,BX249,366-BX249),BY249)","v":498.6},{"$f":"IF(BZ249=SUMIF(CIV!$AQ$51:$AQ$90,CB248,CIV!$BK$51:$BK$90),CB248+1,CB248)","v":2},749.4,{"$f":"SUMIF(CIV!$AQ$51:$AQ$90,CB249,CIV!$BJ$51:$BJ$90)","v":716.53351422037883}]
[249,"2008-09-05",5,"Friday",547.6,519.70000000000005,524.5,545.20000000000005,552,539.4,476,487.1,522.4,519,524.1,519.20000000000005,498.5,519.4,533.79999999999995,520.79999999999995,500.3,496.3,672.7,712.8,699,673.3,650.6,621.9,13375.599999999997,663.59898421694243,"s3","d1","s3d1",null,null,null,null,null,null,null,null,null,null,null,null,null,null,null,null,null,null,null,null,null,null,null,null,null,null,null,null,null,null,null,null,null,null,null,null,null,null,null,null,null,null,11,8,248,{"$f":"OFFSET(CIV!$D$1,IF($CA$1,BX250,366-BX250),BY250)","v":499},{"$f":"IF(BZ250=SUMIF(CIV!$AQ$51:$AQ$90,CB249,CIV!$BK$51:$BK$90),CB249+1,CB249)","v":2},749.4,{"$f":"SUMIF(CIV!$AQ$51:$AQ$90,CB250,CIV!$BJ$51:$BJ$90)","v":716.53351422037883}]
[250,"2008-09-06",6,"Saturday",574.9,554.4,539.5,574.6,580.5,550.29999999999995,472.3,459.8,465.8,463,469.6,465.7,452.2,448.1,444.4,443.7,444.5,467.7,634.65,682.4,676.6,672.9,633.29999999999995,591.6,12762.449999999999,660.70408579524826,"s3","d1","s3d1",null,null,null,null,null,null,null,null,null,null,null,null,null,null,null,null,null,null,null,null,null,null,null,null,null,null,null,null,null,null,null,null,null,null,null,null,null,null,null,null,null,null,11,9,249,{"$f":"OFFSET(CIV!$D$1,IF($CA$1,BX251,366-BX251),BY251)","v":507.3},{"$f":"IF(BZ251=SUMIF(CIV!$AQ$51:$AQ$90,CB250,CIV!$BK$51:$BK$90),CB250+1,CB250)","v":2},749.3,{"$f":"SUMIF(CIV!$AQ$51:$AQ$90,CB251,CIV!$BJ$51:$BJ$90)","v":716.53351422037883}]
[251,"2008-09-07",7,"Sunday",561,540,524.70000000000005,537.1,546,513.4,431.8,427.2,400.7,386.7,386.3,399.3,403.8,412.3,414.9,403.4,404.5,412.6,589,656.2,660.3,648.70000000000005,605.79999999999995,562.79999999999995,11828.5,653.5336772157234,"s3","d1","s3d1",null,null,null,null,null,null,null,null,null,null,null,null,null,null,null,null,null,null,null,null,null,null,null,null,null,null,null,null,null,null,null,null,null,null,null,null,null,null,null,null,null,null,11,10,250,{"$f":"OFFSET(CIV!$D$1,IF($CA$1,BX252,366-BX252),BY252)","v":516.6},{"$f":"IF(BZ252=SUMIF(CIV!$AQ$51:$AQ$90,CB251,CIV!$BK$51:$BK$90),CB251+1,CB251)","v":2},749.1,{"$f":"SUMIF(CIV!$AQ$51:$AQ$90,CB252,CIV!$BJ$51:$BJ$90)","v":716.53351422037883}]
[252,"2008-09-08",1,"Monday",535.1,508.4,515.9,532.4,545.9,525.70000000000005,461.7,497.2,534.9,545.6,549.6,541.79999999999995,535.70000000000005,549,560.5,549.79999999999995,537.1,518.1,706.1,731.9,718.5,701.7,653.20000000000005,614.20000000000005,13670.000000000004,658.79030949415107,"s3","d1","s3d1",null,null,null,null,null,null,null,null,null,null,null,null,null,null,null,null,null,null,null,null,null,null,null,null,null,null,null,null,null,null,null,null,null,null,null,null,null,null,null,null,null,null,11,11,251,{"$f":"OFFSET(CIV!$D$1,IF($CA$1,BX253,366-BX253),BY253)","v":515.5},{"$f":"IF(BZ253=SUMIF(CIV!$AQ$51:$AQ$90,CB252,CIV!$BK$51:$BK$90),CB252+1,CB252)","v":2},748.9,{"$f":"SUMIF(CIV!$AQ$51:$AQ$90,CB253,CIV!$BJ$51:$BJ$90)","v":716.53351422037883}]
[253,"2008-09-09",2,"Tuesday",586.9,560,527.20000000000005,572.9,579,559.79999999999995,483.5,511.7,545.4,557,561.79999999999995,553.1,542.4,557.9,566.4,559.79999999999995,545.29999999999995,517.79999999999995,713.6,734.2,735.1,718.4,670,624.70000000000005,14083.9,664.27127854473599,"s3","d1","s3d1",null,null,null,null,null,null,null,null,null,null,null,null,null,null,null,null,null,null,null,null,null,null,null,null,null,null,null,null,null,null,null,null,null,null,null,null,null,null,null,null,null,null,11,12,252,{"$f":"OFFSET(CIV!$D$1,IF($CA$1,BX254,366-BX254),BY254)","v":514.5},{"$f":"IF(BZ254=SUMIF(CIV!$AQ$51:$AQ$90,CB253,CIV!$BK$51:$BK$90),CB253+1,CB253)","v":2},748.9,{"$f":"SUMIF(CIV!$AQ$51:$AQ$90,CB254,CIV!$BJ$51:$BJ$90)","v":716.53351422037883}]
[254,"2008-09-10",3,"Wednesday",605.9,580.9,570.6,584.20000000000005,587.79999999999995,565,489.3,529.9,551.79999999999995,560.5,559,549.1,533.4,600.4,582.5,571.4,558.9,546.70000000000005,703.2,717.1,709.1,686.5,636,591.1,14170.300000000001,668.16415069026243,"s3","d1","s3d1",null,null,null,null,null,null,null,null,null,null,null,null,null,null,null,null,null,null,null,null,null,null,null,null,null,null,null,null,null,null,null,null,null,null,null,null,null,null,null,null,null,null,11,13,253,{"$f":"OFFSET(CIV!$D$1,IF($CA$1,BX255,366-BX255),BY255)","v":500.6},{"$f":"IF(BZ255=SUMIF(CIV!$AQ$51:$AQ$90,CB254,CIV!$BK$51:$BK$90),CB254+1,CB254)","v":2},748.7,{"$f":"SUMIF(CIV!$AQ$51:$AQ$90,CB255,CIV!$BJ$51:$BJ$90)","v":716.53351422037883}]
[255,"2008-09-11",4,"Thursday",572.1,553.4,546.9,559.1,564.1,542,488.1,529,535.29999999999995,550.1,549.9,531.5,542,545.79999999999995,561,548,534.5,530,706.3,711.5,697.9,688.1,642.79999999999995,568.9,13798.299999999997,671.97773562123621,"s3","d1","s3d1",null,null,null,null,null,null,null,null,null,null,null,null,null,null,null,null,null,null,null,null,null,null,null,null,null,null,null,null,null,null,null,null,null,null,null,null,null,null,null,null,null,null,11,14,254,{"$f":"OFFSET(CIV!$D$1,IF($CA$1,BX256,366-BX256),BY256)","v":515.79999999999995},{"$f":"IF(BZ256=SUMIF(CIV!$AQ$51:$AQ$90,CB255,CIV!$BK$51:$BK$90),CB255+1,CB255)","v":2},748.4,{"$f":"SUMIF(CIV!$AQ$51:$AQ$90,CB256,CIV!$BJ$51:$BJ$90)","v":716.53351422037883}]
[256,"2008-09-12",5,"Friday",543.6,526.79999999999995,557.1,566.79999999999995,579,555.6,488.4,518.4,519.29999999999995,538.4,543.1,532.79999999999995,520,534.6,540.29999999999995,539.5,516.1,523.6,686.8,708.4,698.8,681.8,637.70000000000005,595.29999999999995,13652.199999999999,673.45996205911251,"s3","d1","s3d1",null,null,null,null,null,null,null,null,null,null,null,null,null,null,null,null,null,null,null,null,null,null,null,null,null,null,null,null,null,null,null,null,null,null,null,null,null,null,null,null,null,null,11,15,255,{"$f":"OFFSET(CIV!$D$1,IF($CA$1,BX257,366-BX257),BY257)","v":528.1},{"$f":"IF(BZ257=SUMIF(CIV!$AQ$51:$AQ$90,CB256,CIV!$BK$51:$BK$90),CB256+1,CB256)","v":2},748.4,{"$f":"SUMIF(CIV!$AQ$51:$AQ$90,CB257,CIV!$BJ$51:$BJ$90)","v":716.53351422037883}]
[257,"2008-09-13",6,{"$f":"VLOOKUP(C258,weekdays,2,FALSE)","v":"Saturday"},563.4,549.6,537.6,551.29999999999995,562,531.29999999999995,455.7,457.9,469.2,464.3,458,452.7,448.5,445.4,444.8,441.1,446.7,462.4,652.29999999999995,662.2,673.7,654.4,631,591.79999999999995,{"$f":"SUM(E258:AB258)","v":12607.3},671.34396585320133,"s3","d1","s3d1",null,null,null,null,null,null,null,null,null,null,null,null,null,null,null,null,null,null,null,null,null,null,null,null,null,null,null,null,null,null,null,null,null,null,null,null,null,null,null,null,null,null,11,16,256,{"$f":"OFFSET(CIV!$D$1,IF($CA$1,BX258,366-BX258),BY258)","v":531.9},{"$f":"IF(BZ258=SUMIF(CIV!$AQ$51:$AQ$90,CB257,CIV!$BK$51:$BK$90),CB257+1,CB257)","v":2},748.1,{"$f":"SUMIF(CIV!$AQ$51:$AQ$90,CB258,CIV!$BJ$51:$BJ$90)","v":716.53351422037883}]
[258,"2008-09-14",{"$f":"WEEKDAY(B259,2)","v":7},"Sunday",561.20000000000005,530.70000000000005,524.70000000000005,539.6,548.9,512.4,434.9,414.4,409.2,380.6,369.6,379.7,384.9,390.3,389.9,388.1,393.1,435.9,644.20000000000005,653.4,636.9,633.6,583.6,533.9,11673.7,668.62956926788115,{"$f":"IF(AND(A259>$AJ$6,A259<$AJ$7),\"s2\",IF(A259<=$AJ$6,\"s1\",\"s3\"))","v":"s3"},"d1",{"$f":"AE259&AF259","v":"s3d1"},null,null,null,null,null,null,null,null,null,null,null,null,null,null,null,null,null,null,null,null,null,null,null,null,null,null,null,null,null,null,null,null,null,null,null,null,null,null,null,null,null,null,{"$f":"ROUNDDOWN((BZ259-1)/24,0)+1","v":11},17,257,{"$f":"OFFSET(CIV!$D$1,IF($CA$1,BX259,366-BX259),BY259)","v":515.79999999999995},{"$f":"IF(BZ259=SUMIF(CIV!$AQ$51:$AQ$90,CB258,CIV!$BK$51:$BK$90),CB258+1,CB258)","v":2},748,{"$f":"SUMIF(CIV!$AQ$51:$AQ$90,CB259,CIV!$BJ$51:$BJ$90)","v":716.53351422037883}]
[{"$f":"A259+1","v":259},"2008-09-15",1,"Monday",517.20000000000005,495.4,507.8,507.7,521.6,508.5,464.5,498.7,530.9,533.79999999999995,542.4,540.20000000000005,520.5,525.5,549.4,540.1,528.1,531.5,634.29999999999995,719.2,714.8,688.2,638.1,593.5,13351.9,665.19661234109299,"s3","d1","s3d1",null,null,null,null,null,null,null,null,null,null,null,null,null,null,null,null,null,null,null,null,null,null,null,null,null,null,null,null,null,null,null,null,null,null,null,null,null,null,null,null,null,null,11,18,{"$f":"BZ259+1","v":258},{"$f":"OFFSET(CIV!$D$1,IF($CA$1,BX260,366-BX260),BY260)","v":524.29999999999995},{"$f":"IF(BZ260=SUMIF(CIV!$AQ$51:$AQ$90,CB259,CIV!$BK$51:$BK$90),CB259+1,CB259)","v":2},748,{"$f":"SUMIF(CIV!$AQ$51:$AQ$90,CB260,CIV!$BJ$51:$BJ$90)","v":716.53351422037883}]
[260,"2008-09-16",2,"Tuesday",570.1,554.5,544.29999999999995,568.5,577.6,549,492.3,539.29999999999995,547,548.5,550.79999999999995,554.9,537.4,546.79999999999995,569.6,566.70000000000005,545.9,540.5,717.4,733.5,729.1,706.3,646.4,593,14029.399999999998,670.41695110698367,"s3","d1","s3d1",null,null,null,null,null,null,null,null,null,null,null,null,null,null,null,null,null,null,null,null,null,null,null,null,null,null,null,null,null,null,null,null,null,null,null,null,null,null,null,null,null,null,11,19,259,{"$f":"OFFSET(CIV!$D$1,IF($CA$1,BX261,366-BX261),BY261)","v":705.4},{"$f":"IF(BZ261=SUMIF(CIV!$AQ$51:$AQ$90,CB260,CIV!$BK$51:$BK$90),CB260+1,CB260)","v":2},748,{"$f":"SUMIF(CIV!$AQ$51:$AQ$90,CB261,CIV!$BJ$51:$BJ$90)","v":716.53351422037883}]
[261,"2008-09-17",3,"Wednesday",579.1,560.4,551.6,566.20000000000005,575.6,527.5,490.1,518.1,542.5,548.70000000000005,552.79999999999995,538.79999999999995,532.5,548.1,567.5,576.20000000000005,558.70000000000005,546.79999999999995,733.2,735.5,733.7,717.1,674.1,640.29999999999995,14115.100000000002,676.69525599628537,"s3","d1","s3d1",null,null,null,null,null,null,null,null,null,null,null,null,null,null,null,null,null,null,null,null,null,null,null,null,null,null,null,null,null,null,null,null,null,null,null,null,null,null,null,null,null,null,11,20,260,{"$f":"OFFSET(CIV!$D$1,IF($CA$1,BX262,366-BX262),BY262)","v":709.5},{"$f":"IF(BZ262=SUMIF(CIV!$AQ$51:$AQ$90,CB261,CIV!$BK$51:$BK$90),CB261+1,CB261)","v":2},747.9,{"$f":"SUMIF(CIV!$AQ$51:$AQ$90,CB262,CIV!$BJ$51:$BJ$90)","v":716.53351422037883}]
[262,"2008-09-18",4,"Thursday",598.5,579,560.9,590.6,606.6,570.9,503.6,534.20000000000005,543,534.5,532,499.7,522.1,465.5,511.1,529.1,524.1,552.6,669.1,684.9,624.29999999999995,616.6,578.70000000000005,550.29999999999995,13481.900000000001,675.93573039665682,"s3","d1","s3d1",null,null,null,null,null,null,null,null,null,null,null,null,null,null,null,null,null,null,null,null,null,null,null,null,null,null,null,null,null,null,null,null,null,null,null,null,null,null,null,null,null,null,11,21,261,{"$f":"OFFSET(CIV!$D$1,IF($CA$1,BX263,366-BX263),BY263)","v":702.6},{"$f":"IF(BZ263=SUMIF(CIV!$AQ$51:$AQ$90,CB262,CIV!$BK$51:$BK$90),CB262+1,CB262)","v":2},747.6,{"$f":"SUMIF(CIV!$AQ$51:$AQ$90,CB263,CIV!$BJ$51:$BJ$90)","v":716.53351422037883}]
[263,"2008-09-19",5,"Friday",520.9,515.9,513.79999999999995,578.4,533.70000000000005,529.1,467,496.4,518,523.20000000000005,522.1,527.6,502.1,520.6,556,542.6,545.5,551.79999999999995,706.3,705.4,706.4,673.5,632.5,580.79999999999995,13469.599999999999,678.97215735699115,"s3","d1","s3d1",null,null,null,null,null,null,null,null,null,null,null,null,null,null,null,null,null,null,null,null,null,null,null,null,null,null,null,null,null,null,null,null,null,null,null,null,null,null,null,null,null,null,11,22,262,{"$f":"OFFSET(CIV!$D$1,IF($CA$1,BX264,366-BX264),BY264)","v":674.7},{"$f":"IF(BZ264=SUMIF(CIV!$AQ$51:$AQ$90,CB263,CIV!$BK$51:$BK$90),CB263+1,CB263)","v":2},747.3,{"$f":"SUMIF(CIV!$AQ$51:$AQ$90,CB264,CIV!$BJ$51:$BJ$90)","v":716.53351422037883}]
[264,"2008-09-20",6,"Saturday",557.9,541.6,536.70000000000005,550.20000000000005,560.9,513.29999999999995,484.1,453.4,461.6,460,463.7,461,460.5,456.9,460.1,423.3,442.2,463.7,676.2,694.8,694.1,688.2,638.29999999999995,591.6,12734.300000000003,678.69494162129206,"s3","d1","s3d1",null,null,null,null,null,null,null,null,null,null,null,null,null,null,null,null,null,null,null,null,null,null,null,null,null,null,null,null,null,null,null,null,null,null,null,null,null,null,null,null,null,null,11,23,263,{"$f":"OFFSET(CIV!$D$1,IF($CA$1,BX265,366-BX265),BY265)","v":645.4},{"$f":"IF(BZ265=SUMIF(CIV!$AQ$51:$AQ$90,CB264,CIV!$BK$51:$BK$90),CB264+1,CB264)","v":2},747.3,{"$f":"SUMIF(CIV!$AQ$51:$AQ$90,CB265,CIV!$BJ$51:$BJ$90)","v":716.53351422037883}]
[265,"2008-09-21",7,"Sunday",568,543.79999999999995,531.79999999999995,540.70000000000005,542.4,510.6,424.3,409.5,393.7,379.3,378.6,387,397.5,401.7,408.9,407.8,403.7,439.3,646,645.4,652,641.79999999999995,596.9,554.29999999999995,11804.999999999998,675.42544745916291,"s3","d1","s3d1",null,null,null,null,null,null,null,null,null,null,null,null,null,null,null,null,null,null,null,null,null,null,null,null,null,null,null,null,null,null,null,null,null,null,null,null,null,null,null,null,null,null,11,24,264,{"$f":"OFFSET(CIV!$D$1,IF($CA$1,BX266,366-BX266),BY266)","v":577.9},{"$f":"IF(BZ266=SUMIF(CIV!$AQ$51:$AQ$90,CB265,CIV!$BK$51:$BK$90),CB265+1,CB265)","v":2},747.1,{"$f":"SUMIF(CIV!$AQ$51:$AQ$90,CB266,CIV!$BJ$51:$BJ$90)","v":716.53351422037883}]
[266,"2008-09-22",1,"Monday",528.6,503.4,510.9,542.1,554,516.70000000000005,473.8,509.9,537.9,546,552.6,551.4,540.9,553.4,554.70000000000005,556,538.9,548.70000000000005,728.9,740.9,737.2,709,654.70000000000005,615.9,13806.5,680.77290271324659,"s3","d1","s3d1",null,null,null,null,null,null,null,null,null,null,null,null,null,null,null,null,null,null,null,null,null,null,null,null,null,null,null,null,null,null,null,null,null,null,null,null,null,null,null,null,null,null,12,1,265,{"$f":"OFFSET(CIV!$D$1,IF($CA$1,BX267,366-BX267),BY267)","v":563.6},{"$f":"IF(BZ267=SUMIF(CIV!$AQ$51:$AQ$90,CB266,CIV!$BK$51:$BK$90),CB266+1,CB266)","v":2},747,{"$f":"SUMIF(CIV!$AQ$51:$AQ$90,CB267,CIV!$BJ$51:$BJ$90)","v":716.53351422037883}]
[267,"2008-09-23",2,"Tuesday",590.9,576.20000000000005,567.20000000000005,587.6,590.20000000000005,564.20000000000005,503,543.79999999999995,555.6,572.20000000000005,565.1,560.5,554.20000000000005,551.5,583.4,557.29999999999995,554.6,561.20000000000005,722.6,740.8,725.6,703.9,663.5,621.1,14316.2,684.95561244192197,"s3","d1","s3d1",null,null,null,null,null,null,null,null,null,null,null,null,null,null,null,null,null,null,null,null,null,null,null,null,null,null,null,null,null,null,null,null,null,null,null,null,null,null,null,null,null,null,12,2,266,{"$f":"OFFSET(CIV!$D$1,IF($CA$1,BX268,366-BX268),BY268)","v":543.6},{"$f":"IF(BZ268=SUMIF(CIV!$AQ$51:$AQ$90,CB267,CIV!$BK$51:$BK$90),CB267+1,CB267)","v":2},747,{"$f":"SUMIF(CIV!$AQ$51:$AQ$90,CB268,CIV!$BJ$51:$BJ$90)","v":716.53351422037883}]
[268,"2008-09-24",3,"Wednesday",590.1,574.4,572,580.9,590.5,539.79999999999995,495.6,519,552,566.29999999999995,541.70000000000005,551.70000000000005,538.9,542.6,551.29999999999995,547.9,540.20000000000005,539,719.3,723.1,722.4,672.3,655.4,618.29999999999995,14044.699999999997,{"$f":"AD268*(1-$AH$1)+W269*$AH$1","v":688.39005119772969},"s3","d1","s3d1",null,null,null,null,null,null,null,null,null,null,null,null,null,null,null,null,null,null,null,null,null,null,null,null,null,null,null,null,null,null,null,null,null,null,null,null,null,null,null,null,null,null,12,3,267,{"$f":"OFFSET(CIV!$D$1,IF($CA$1,BX269,366-BX269),BY269)","v":532.20000000000005},{"$f":"IF(BZ269=SUMIF(CIV!$AQ$51:$AQ$90,CB268,CIV!$BK$51:$BK$90),CB268+1,CB268)","v":2},746.9,{"$f":"SUMIF(CIV!$AQ$51:$AQ$90,CB269,CIV!$BJ$51:$BJ$90)","v":716.53351422037883}]
[269,"2008-09-25",4,"Thursday",585.70000000000005,577.1,572.29999999999995,593.4,593.70000000000005,569.79999999999995,507.5,540.9,559.9,571.70000000000005,563,553.5,543.79999999999995,539.70000000000005,567,567.4,550,567.9,731.2,729.7,715.1,701.1,656.7,609.1,14267.200000000003,692.6710460779567,"s3","d1","s3d1",null,null,null,null,null,null,null,null,null,null,null,null,null,null,null,null,null,null,null,null,null,null,null,null,null,null,null,null,null,null,null,null,null,null,null,null,null,null,null,null,null,null,12,4,268,{"$f":"OFFSET(CIV!$D$1,IF($CA$1,BX270,366-BX270),BY270)","v":524.4},{"$f":"IF(BZ270=SUMIF(CIV!$AQ$51:$AQ$90,CB269,CIV!$BK$51:$BK$90),CB269+1,CB269)","v":2},746.9,{"$f":"SUMIF(CIV!$AQ$51:$AQ$90,CB270,CIV!$BJ$51:$BJ$90)","v":716.53351422037883}]
[270,"2008-09-26",5,"Friday",586.70000000000005,580.20000000000005,566.5,572.6,576.6,554.6,502.3,535.20000000000005,553.5,574.79999999999995,574.5,574.1,542.9,558.6,567.20000000000005,555.6,542.79999999999995,550,722.8,732.7,716.2,689.7,642,615.1,14187.200000000003,695.68394147016102,"s3","d1","s3d1",null,null,null,null,null,null,null,null,null,null,null,null,null,null,null,null,null,null,null,null,null,null,null,null,null,null,null,null,null,null,null,null,null,null,null,null,null,null,null,null,null,null,12,5,269,{"$f":"OFFSET(CIV!$D$1,IF($CA$1,BX271,366-BX271),BY271)","v":519.1},{"$f":"IF(BZ271=SUMIF(CIV!$AQ$51:$AQ$90,CB270,CIV!$BK$51:$BK$90),CB270+1,CB270)","v":2},746.8,{"$f":"SUMIF(CIV!$AQ$51:$AQ$90,CB271,CIV!$BJ$51:$BJ$90)","v":716.53351422037883}]
[271,"2008-09-27",6,"Saturday",593.20000000000005,574.6,565.5,566,573.9,534.5,458.9,443.1,448.4,448.7,449.3,444.9,440.4,439.5,441.9,441.4,449.4,492.5,679,677.3,681.9,650,604.5,577.5,12676.299999999997,694.01554732314492,"s3","d1","s3d1",null,null,null,null,null,null,null,null,null,null,null,null,null,null,null,null,null,null,null,null,null,null,null,null,null,null,null,null,null,null,null,null,null,null,null,null,null,null,null,null,null,null,12,6,270,{"$f":"OFFSET(CIV!$D$1,IF($CA$1,BX272,366-BX272),BY272)","v":531.9},{"$f":"IF(BZ272=SUMIF(CIV!$AQ$51:$AQ$90,CB271,CIV!$BK$51:$BK$90),CB271+1,CB271)","v":2},746.8,{"$f":"SUMIF(CIV!$AQ$51:$AQ$90,CB272,CIV!$BJ$51:$BJ$90)","v":716.53351422037883}]
[272,"2008-09-28",7,"Sunday",538.29999999999995,531.20000000000005,526.1,544.70000000000005,544.5,511.6,435.3,411.2,399.3,392.3,396.6,403,399.6,408.3,410.5,412.5,416.5,452,653.6,676.5,676.3,657,603.1,562.70000000000005,11962.7,689.97399259083045,"s3","d1","s3d1",null,null,null,null,null,null,null,null,null,null,null,null,null,null,null,null,null,null,null,null,null,null,null,null,null,null,null,null,null,null,null,null,null,null,null,null,null,null,null,null,null,null,12,7,271,{"$f":"OFFSET(CIV!$D$1,IF($CA$1,BX273,366-BX273),BY273)","v":479},{"$f":"IF(BZ273=SUMIF(CIV!$AQ$51:$AQ$90,CB272,CIV!$BK$51:$BK$90),CB272+1,CB272)","v":2},746.7,{"$f":"SUMIF(CIV!$AQ$51:$AQ$90,CB273,CIV!$BJ$51:$BJ$90)","v":716.53351422037883}]
[273,"2008-09-29",1,"Monday",535.29999999999995,520.20000000000005,512,530,545.79999999999995,518.4,469.9,499.2,533.1,550.29999999999995,553.4,546.29999999999995,542.20000000000005,547.79999999999995,565.20000000000005,562.1,545.1,549.1,738.2,728.5,729.1,708.4,673.6,635.5,13838.700000000003,694.79659333174743,"s3","d1","s3d1",null,null,null,null,null,null,null,null,null,null,null,null,null,null,null,null,null,null,null,null,null,null,null,null,null,null,null,null,null,null,null,null,null,null,null,null,null,null,null,null,null,null,12,8,272,{"$f":"OFFSET(CIV!$D$1,IF($CA$1,BX274,366-BX274),BY274)","v":462.9},{"$f":"IF(BZ274=SUMIF(CIV!$AQ$51:$AQ$90,CB273,CIV!$BK$51:$BK$90),CB273+1,CB273)","v":2},746.6,{"$f":"SUMIF(CIV!$AQ$51:$AQ$90,CB274,CIV!$BJ$51:$BJ$90)","v":716.53351422037883}]
[274,"2008-09-30",2,"Tuesday",606.5,570.29999999999995,563.5,553.5,566.5,539.4,451.2,429.2,406.8,422.8,449.4,429.3,434.8,438.5,436.5,427.4,416.3,449.6,659.1,673,673.5,665,620.70000000000005,584.20000000000005,12467.000000000002,691.22693399857269,"s3","d1","s3d1",null,null,null,null,null,null,null,null,null,null,null,null,null,null,null,null,null,null,null,null,null,null,null,null,null,null,null,null,null,null,null,null,null,null,null,null,null,null,null,null,null,null,12,9,273,{"$f":"OFFSET(CIV!$D$1,IF($CA$1,BX275,366-BX275),BY275)","v":452.2},{"$f":"IF(BZ275=SUMIF(CIV!$AQ$51:$AQ$90,CB274,CIV!$BK$51:$BK$90),CB274+1,CB274)","v":2},746.3,{"$f":"SUMIF(CIV!$AQ$51:$AQ$90,CB275,CIV!$BJ$51:$BJ$90)","v":716.53351422037883}]
[275,"2008-10-01",3,"Wednesday",554.1,539.70000000000005,525.70000000000005,518.70000000000005,532.70000000000005,524.79999999999995,474.8,529.29999999999995,561.4,560.5,559.4,537.1,541.6,552.6,575.6,572.20000000000005,549.9,555.1,735,726.9,708.7,672,639.5,594.9,13842.200000000003,695.60424059871548,"s3","d1","s3d1",null,null,null,null,null,null,null,null,null,null,null,null,null,null,null,null,null,null,null,null,null,null,null,null,null,null,null,null,null,null,null,null,null,null,null,null,null,null,null,null,null,null,12,10,274,{"$f":"OFFSET(CIV!$D$1,IF($CA$1,BX276,366-BX276),BY276)","v":462.6},{"$f":"IF(BZ276=SUMIF(CIV!$AQ$51:$AQ$90,CB275,CIV!$BK$51:$BK$90),CB275+1,CB275)","v":2},746.2,{"$f":"SUMIF(CIV!$AQ$51:$AQ$90,CB276,CIV!$BJ$51:$BJ$90)","v":716.53351422037883}]
[276,"2008-10-02",4,"Thursday",578.4,551.4,554.70000000000005,548.29999999999995,550.1,556.4,492.7,519.1,544.29999999999995,541.20000000000005,554.70000000000005,535,545.79999999999995,555.9,561.20000000000005,567.6,550.5,558.6,728.7,737.6,715.2,705.9,646.79999999999995,618,14018.1,698.913816538844,"s3","d1","s3d1",null,null,null,null,null,null,null,null,null,null,null,null,null,null,null,null,null,null,null,null,null,null,null,null,null,null,null,null,null,null,null,null,null,null,null,null,null,null,null,null,null,null,12,11,275,{"$f":"OFFSET(CIV!$D$1,IF($CA$1,BX277,366-BX277),BY277)","v":468.1},{"$f":"IF(BZ277=SUMIF(CIV!$AQ$51:$AQ$90,CB276,CIV!$BK$51:$BK$90),CB276+1,CB276)","v":2},746,{"$f":"SUMIF(CIV!$AQ$51:$AQ$90,CB277,CIV!$BJ$51:$BJ$90)","v":716.53351422037883}]
[277,"2008-10-03",5,"Friday",588.20000000000005,580.1,566.20000000000005,560.9,566.9,565.70000000000005,490.8,524.4,532.6,566.70000000000005,564.79999999999995,552.29999999999995,537.6,567.79999999999995,585.4,576.29999999999995,548.9,533.5,730.3,738.3,733,715.9,681,636.5,14244.099999999999,702.05243488495955,"s3","d1","s3d1",null,null,null,null,null,null,null,null,null,null,null,null,null,null,null,null,null,null,null,null,null,null,null,null,null,null,null,null,null,null,null,null,null,null,null,null,null,null,null,null,null,null,12,12,276,{"$f":"OFFSET(CIV!$D$1,IF($CA$1,BX278,366-BX278),BY278)","v":475.8},{"$f":"IF(BZ278=SUMIF(CIV!$AQ$51:$AQ$90,CB277,CIV!$BK$51:$BK$90),CB277+1,CB277)","v":2},746,{"$f":"SUMIF(CIV!$AQ$51:$AQ$90,CB278,CIV!$BJ$51:$BJ$90)","v":716.53351422037883}]
[278,"2008-10-04",6,"Saturday",606.4,582.6,566.29999999999995,561.6,558,541.6,482.5,468.8,479.8,473.5,479.1,473.6,475.4,473.2,467.5,461.1,458.4,461.6,682.3,696.8,696.2,680.8,648.1,599,13074.2,700.0771913964636,"s3","d1","s3d1",null,null,null,null,null,null,null,null,null,null,null,null,null,null,null,null,null,null,null,null,null,null,null,null,null,null,null,null,null,null,null,null,null,null,null,null,null,null,null,null,null,null,12,13,277,{"$f":"OFFSET(CIV!$D$1,IF($CA$1,BX279,366-BX279),BY279)","v":473.5},{"$f":"IF(BZ279=SUMIF(CIV!$AQ$51:$AQ$90,CB278,CIV!$BK$51:$BK$90),CB278+1,CB278)","v":2},746,{"$f":"SUMIF(CIV!$AQ$51:$AQ$90,CB279,CIV!$BJ$51:$BJ$90)","v":716.53351422037883}]
[279,"2008-10-05",7,"Sunday",576.79999999999995,560.4,552.5,538.5,548.5,526.20000000000005,447.7,417.7,408.5,395.4,387.6,400.1,406.8,414.5,424.3,428,410,460.8,660.5,677.4,670.9,660.6,625.5,569.1,12168.3,696.11947225681718,"s3","d1","s3d1",null,null,null,null,null,null,null,null,null,null,null,null,null,null,null,null,null,null,null,null,null,null,null,null,null,null,null,null,null,null,null,null,null,null,null,null,null,null,null,null,null,null,12,14,278,{"$f":"OFFSET(CIV!$D$1,IF($CA$1,BX280,366-BX280),BY280)","v":471.2},{"$f":"IF(BZ280=SUMIF(CIV!$AQ$51:$AQ$90,CB279,CIV!$BK$51:$BK$90),CB279+1,CB279)","v":2},745.8,{"$f":"SUMIF(CIV!$AQ$51:$AQ$90,CB280,CIV!$BJ$51:$BJ$90)","v":716.53351422037883}]
[280,"2008-10-06",1,"Monday",545.79999999999995,525.79999999999995,524.79999999999995,515.4,533.1,523.70000000000005,477.1,506.2,544.20000000000005,557.70000000000005,557.6,555.70000000000005,552.20000000000005,564.79999999999995,575,575.6,556.1,561.1,745.5,753.1,733.1,721.1,676.1,619.29999999999995,14000.1,701.05752503113547,"s3","d1","s3d1",null,null,null,null,null,null,null,null,null,null,null,null,null,null,null,null,null,null,null,null,null,null,null,null,null,null,null,null,null,null,null,null,null,null,null,null,null,null,null,null,null,null,12,15,279,{"$f":"OFFSET(CIV!$D$1,IF($CA$1,BX281,366-BX281),BY281)","v":474.4},{"$f":"IF(BZ281=SUMIF(CIV!$AQ$51:$AQ$90,CB280,CIV!$BK$51:$BK$90),CB280+1,CB280)","v":2},745.8,{"$f":"SUMIF(CIV!$AQ$51:$AQ$90,CB281,CIV!$BJ$51:$BJ$90)","v":716.53351422037883}]
[281,"2008-10-07",2,"Tuesday",599.9,585.79999999999995,569.70000000000005,560.4,570.20000000000005,573.4,509.3,531.70000000000005,572.5,574.5,567.4,562.9,554.9,564.29999999999995,581.4,572.9,562.70000000000005,575.5,739.5,732.3,724.6,702.1,651.79999999999995,605.9,14345.599999999999,704.90177252802198,"s3","d1","s3d1",null,null,null,null,null,null,null,null,null,null,null,null,null,null,null,null,null,null,null,null,null,null,null,null,null,null,null,null,null,null,null,null,null,null,null,null,null,null,null,null,null,null,12,16,280,{"$f":"OFFSET(CIV!$D$1,IF($CA$1,BX282,366-BX282),BY282)","v":472.6},{"$f":"IF(BZ282=SUMIF(CIV!$AQ$51:$AQ$90,CB281,CIV!$BK$51:$BK$90),CB281+1,CB281)","v":2},745.8,{"$f":"SUMIF(CIV!$AQ$51:$AQ$90,CB282,CIV!$BJ$51:$BJ$90)","v":716.53351422037883}]
[282,"2008-10-08",3,"Wednesday",587.20000000000005,574.9,563.70000000000005,555.79999999999995,568.6,563.79999999999995,517.5,508.7,529,547.9,540.9,528.70000000000005,529,569.6,561,539.4,534,577.70000000000005,719.8,714.8,694.9,682.6,646.4,610,13965.899999999998,706.39159527521986,"s3","d1","s3d1",null,null,null,null,null,null,null,null,null,null,null,null,null,null,null,null,null,null,null,null,null,null,null,null,null,null,null,null,null,null,null,null,null,null,null,null,null,null,null,null,null,null,12,{"$f":"BY259","v":17},281,{"$f":"OFFSET(CIV!$D$1,IF($CA$1,BX283,366-BX283),BY283)","v":453.9},{"$f":"IF(BZ283=SUMIF(CIV!$AQ$51:$AQ$90,CB282,CIV!$BK$51:$BK$90),CB282+1,CB282)","v":2},745.6,{"$f":"SUMIF(CIV!$AQ$51:$AQ$90,CB283,CIV!$BJ$51:$BJ$90)","v":716.53351422037883}]
[283,"2008-10-09",4,"Thursday",579.5,560.20000000000005,556.79999999999995,551.9,563.5,552.70000000000005,484.7,509.5,523.4,561.1,569.1,565.20000000000005,549.4,563.4,576.79999999999995,586.29999999999995,535.29999999999995,547,730.6,732,734.8,721.3,666.6,620.5,14141.599999999997,708.81243574769792,"s3","d1","s3d1",null,null,null,null,null,null,null,null,null,null,null,null,null,null,null,null,null,null,null,null,null,null,null,null,null,null,null,null,null,null,null,null,null,null,null,null,null,null,null,null,null,null,12,18,282,{"$f":"OFFSET(CIV!$D$1,IF($CA$1,BX284,366-BX284),BY284)","v":479.4},{"$f":"IF(BZ284=SUMIF(CIV!$AQ$51:$AQ$90,CB283,CIV!$BK$51:$BK$90),CB283+1,CB283)","v":2},745.5,{"$f":"SUMIF(CIV!$AQ$51:$AQ$90,CB284,CIV!$BJ$51:$BJ$90)","v":716.53351422037883}]
[284,"2008-10-10",5,"Friday",603.29999999999995,586,542,550.79999999999995,571.29999999999995,584.9,535.79999999999995,541.6,565.5,544.9,576.20000000000005,574.5,561.6,584.29999999999995,588.20000000000005,582.1,558.20000000000005,568,735.2,722.6,717.9,709.3,676.5,627.4,14408.1,711.45119217292813,"s3","d1","s3d1",null,null,null,null,null,null,null,null,null,null,null,null,null,null,null,null,null,null,null,null,null,null,null,null,null,null,null,null,null,null,null,null,null,null,null,null,null,null,null,null,null,null,12,19,283,{"$f":"OFFSET(CIV!$D$1,IF($CA$1,BX285,366-BX285),BY285)","v":663.8},{"$f":"IF(BZ285=SUMIF(CIV!$AQ$51:$AQ$90,CB284,CIV!$BK$51:$BK$90),CB284+1,CB284)","v":2},745.5,{"$f":"SUMIF(CIV!$AQ$51:$AQ$90,CB285,CIV!$BJ$51:$BJ$90)","v":716.53351422037883}]
[285,"2008-10-11",6,"Saturday",606.9,583.4,573.70000000000005,558.9,568.5,551.79999999999995,481.1,471.2,478.9,483.1,485.4,486.7,486.8,489.2,489.3,477.6,476.7,509.4,683.4,689.1,687.6,669.3,641.70000000000005,609.1,13238.800000000001,708.64607295563542,"s3","d1","s3d1",null,null,null,null,null,null,null,null,null,null,null,null,null,null,null,null,null,null,null,null,null,null,null,null,null,null,null,null,null,null,null,null,null,null,null,null,null,null,null,null,null,null,12,20,284,{"$f":"OFFSET(CIV!$D$1,IF($CA$1,BX286,366-BX286),BY286)","v":700.4},{"$f":"IF(BZ286=SUMIF(CIV!$AQ$51:$AQ$90,CB285,CIV!$BK$51:$BK$90),CB285+1,CB285)","v":2},745.5,{"$f":"SUMIF(CIV!$AQ$51:$AQ$90,CB286,CIV!$BJ$51:$BJ$90)","v":716.53351422037883}]
[286,"2008-10-12",7,"Sunday",581.1,559.20000000000005,551.70000000000005,546,546.6,543.9,416.5,423.9,402.5,395.3,399.1,400.1,406.8,411.7,418.6,416.9,412.5,471.6,660,668.3,675.4,652,611.4,565.79999999999995,12136.899999999998,703.78146566007194,"s3","d1","s3d1",null,null,null,null,null,null,null,null,null,null,null,null,null,null,null,null,null,null,null,null,null,null,null,null,null,null,null,null,null,null,null,null,null,null,null,null,null,null,null,null,null,null,12,21,285,{"$f":"OFFSET(CIV!$D$1,IF($CA$1,BX287,366-BX287),BY287)","v":693.2},{"$f":"IF(BZ287=SUMIF(CIV!$AQ$51:$AQ$90,CB286,CIV!$BK$51:$BK$90),CB286+1,CB286)","v":2},745.4,{"$f":"SUMIF(CIV!$AQ$51:$AQ$90,CB287,CIV!$BJ$51:$BJ$90)","v":716.53351422037883}]
[287,"2008-10-13",1,"Monday",546.70000000000005,533.20000000000005,527.70000000000005,520.70000000000005,531.20000000000005,534.70000000000005,487,513.29999999999995,549.29999999999995,558.1,559.29999999999995,554.4,556,557.70000000000005,587.1,588.70000000000005,548.1,559.29999999999995,750,753.1,754.4,731.1,684.3,609.20000000000005,14094.6,708.40331909406473,"s3","d1","s3d1",null,null,null,null,null,null,null,null,null,null,null,null,null,null,null,null,null,null,null,null,null,null,null,null,null,null,null,null,null,null,null,null,null,null,null,null,null,null,null,null,null,null,12,22,286,{"$f":"OFFSET(CIV!$D$1,IF($CA$1,BX288,366-BX288),BY288)","v":682.8},{"$f":"IF(BZ288=SUMIF(CIV!$AQ$51:$AQ$90,CB287,CIV!$BK$51:$BK$90),CB287+1,CB287)","v":2},745.3,{"$f":"SUMIF(CIV!$AQ$51:$AQ$90,CB288,CIV!$BJ$51:$BJ$90)","v":716.53351422037883}]
[288,"2008-10-14",2,"Tuesday",593.70000000000005,581,583.9,568.6,567.20000000000005,575.5,515.20000000000005,539.1,560.79999999999995,561,572,558.5,544.6,572.9,586.9,580.70000000000005,559.1,579.70000000000005,742.3,740.9,728.2,692.9,682,646.1,14432.800000000001,711.79298718465827,"s3","d1","s3d1",null,null,null,null,null,null,null,null,null,null,null,null,null,null,null,null,null,null,null,null,null,null,null,null,null,null,null,null,null,null,null,null,null,null,null,null,null,null,null,null,null,null,12,23,287,{"$f":"OFFSET(CIV!$D$1,IF($CA$1,BX289,366-BX289),BY289)","v":642.29999999999995},{"$f":"IF(BZ289=SUMIF(CIV!$AQ$51:$AQ$90,CB288,CIV!$BK$51:$BK$90),CB288+1,CB288)","v":2},745.2,{"$f":"SUMIF(CIV!$AQ$51:$AQ$90,CB289,CIV!$BJ$51:$BJ$90)","v":716.53351422037883}]
[289,"2008-10-15",3,"Wednesday",614,595.70000000000005,583.79999999999995,580.9,587.1,580.70000000000005,511.7,542.70000000000005,578.5,579.6,584.70000000000005,584.20000000000005,570.6,597,617.20000000000005,584.4,573.1,585.70000000000005,770.3,752.7,763.2,725.2,689.5,651.29999999999995,14803.800000000001,717.64368846619243,"s3","d1","s3d1",null,null,null,null,null,null,null,null,null,null,null,null,null,null,null,null,null,null,null,null,null,null,null,null,null,null,null,null,null,null,null,null,null,null,null,null,null,null,null,null,null,null,12,24,288,{"$f":"OFFSET(CIV!$D$1,IF($CA$1,BX290,366-BX290),BY290)","v":617},{"$f":"IF(BZ290=SUMIF(CIV!$AQ$51:$AQ$90,CB289,CIV!$BK$51:$BK$90),CB289+1,CB289)","v":2},745.1,{"$f":"SUMIF(CIV!$AQ$51:$AQ$90,CB290,CIV!$BJ$51:$BJ$90)","v":716.53351422037883}]
[290,"2008-10-16",4,"Thursday",623.5,606.20000000000005,591.20000000000005,589.70000000000005,595.79999999999995,564.79999999999995,488.2,540.4,569.79999999999995,562,580.6,570.6,560.9,557.5,590.20000000000005,583.70000000000005,562.70000000000005,548.70000000000005,690.4,685.7,677.2,661.5,663.8,625.79999999999995,14290.900000000003,714.91931961957312,"s3","d1","s3d1",null,null,null,null,null,null,null,null,null,null,null,null,null,null,null,null,null,null,null,null,null,null,null,null,null,null,null,null,null,null,null,null,null,null,null,null,null,null,null,null,null,null,13,1,289,{"$f":"OFFSET(CIV!$D$1,IF($CA$1,BX291,366-BX291),BY291)","v":588.70000000000005},{"$f":"IF(BZ291=SUMIF(CIV!$AQ$51:$AQ$90,CB290,CIV!$BK$51:$BK$90),CB290+1,CB290)","v":2},745.1,{"$f":"SUMIF(CIV!$AQ$51:$AQ$90,CB291,CIV!$BJ$51:$BJ$90)","v":716.53351422037883}]
[291,"2008-10-17",5,"Friday",608.70000000000005,597.6,569.6,566.1,582.79999999999995,578.6,502.3,545.9,581.9,572,585,580.29999999999995,566.20000000000005,587.5,593.5,586.79999999999995,574.29999999999995,579.79999999999995,742.2,750.7,734.7,725.6,697.8,655.4,14665.3,717.64738765761581,"s3","d1","s3d1",null,null,null,null,null,null,null,null,null,null,null,null,null,null,null,null,null,null,null,null,null,null,null,null,null,null,null,null,null,null,null,null,null,null,null,null,null,null,null,null,null,null,13,2,290,{"$f":"OFFSET(CIV!$D$1,IF($CA$1,BX292,366-BX292),BY292)","v":563.1},{"$f":"IF(BZ292=SUMIF(CIV!$AQ$51:$AQ$90,CB291,CIV!$BK$51:$BK$90),CB291+1,CB291)","v":2},744.9,{"$f":"SUMIF(CIV!$AQ$51:$AQ$90,CB292,CIV!$BJ$51:$BJ$90)","v":716.53351422037883}]
[292,"2008-10-18",6,"Saturday",642.70000000000005,624.5,581.5,583.20000000000005,594.70000000000005,570.70000000000005,483.2,474.5,492.8,485.1,501.1,503.9,483.4,487.8,476.4,476.6,471.6,536.1,711.8,713.6,708.9,691.7,654.4,628.79999999999995,13579,717.06264889185422,"s3","d1","s3d1",null,null,null,null,null,null,null,null,null,null,null,null,null,null,null,null,null,null,null,null,null,null,null,null,null,null,null,null,null,null,null,null,null,null,null,null,null,null,null,null,null,null,13,3,291,{"$f":"OFFSET(CIV!$D$1,IF($CA$1,BX293,366-BX293),BY293)","v":552.9},{"$f":"IF(BZ293=SUMIF(CIV!$AQ$51:$AQ$90,CB292,CIV!$BK$51:$BK$90),CB292+1,CB292)","v":2},744.8,{"$f":"SUMIF(CIV!$AQ$51:$AQ$90,CB293,CIV!$BJ$51:$BJ$90)","v":716.53351422037883}]
[293,"2008-10-19",7,"Sunday",604.20000000000005,581.6,568.20000000000005,559.79999999999995,550.79999999999995,520.5,457.4,429.2,412.8,413.3,405.1,424.1,442.4,434.2,432.2,430.7,428.5,496.2,619.9,626.9,632,642,616.29999999999995,571.4,12299.699999999999,707.34638400266886,"s3","d1","s3d1",null,null,null,null,null,null,null,null,null,null,null,null,null,null,null,null,null,null,null,null,null,null,null,null,null,null,null,null,null,null,null,null,null,null,null,null,null,null,null,null,null,null,13,4,292,{"$f":"OFFSET(CIV!$D$1,IF($CA$1,BX294,366-BX294),BY294)","v":542.1},{"$f":"IF(BZ294=SUMIF(CIV!$AQ$51:$AQ$90,CB293,CIV!$BK$51:$BK$90),CB293+1,CB293)","v":2},744.7,{"$f":"SUMIF(CIV!$AQ$51:$AQ$90,CB294,CIV!$BJ$51:$BJ$90)","v":716.53351422037883}]
[294,"2008-10-20",1,"Monday",550.29999999999995,530.20000000000005,526.6,510.5,527.9,537.5,468.8,509.3,551.20000000000005,552.4,554.1,556.5,559.29999999999995,572,591.1,542.4,534.9,503.4,493,589.5,720.3,708.4,680.2,627.5,13497.3,685.91174560240199,"s3","d1","s3d1",null,null,null,null,null,null,null,null,null,null,null,null,null,null,null,null,null,null,null,null,null,null,null,null,null,null,null,null,null,null,null,null,null,null,null,null,null,null,null,null,null,null,13,5,293,{"$f":"OFFSET(CIV!$D$1,IF($CA$1,BX295,366-BX295),BY295)","v":544.1},{"$f":"IF(BZ295=SUMIF(CIV!$AQ$51:$AQ$90,CB294,CIV!$BK$51:$BK$90),CB294+1,CB294)","v":2},744.6,{"$f":"SUMIF(CIV!$AQ$51:$AQ$90,CB295,CIV!$BJ$51:$BJ$90)","v":716.53351422037883}]
[295,"2008-10-21",2,"Tuesday",608.1,599.29999999999995,578.9,579.1,591.5,580.9,504.9,537.5,572.5,567.20000000000005,564.20000000000005,572.29999999999995,568.6,589.4,604.20000000000005,591.1,568.79999999999995,580.4,751.9,743.7,736.4,717.4,677.1,635.4,14620.8,692.5105710421617,"s3","d1","s3d1",null,null,null,null,null,null,null,null,null,null,null,null,null,null,null,null,null,null,null,null,null,null,null,null,null,null,null,null,null,null,null,null,null,null,null,null,null,null,null,null,null,null,13,6,294,{"$f":"OFFSET(CIV!$D$1,IF($CA$1,BX296,366-BX296),BY296)","v":560.20000000000005},{"$f":"IF(BZ296=SUMIF(CIV!$AQ$51:$AQ$90,CB295,CIV!$BK$51:$BK$90),CB295+1,CB295)","v":2},744.5,{"$f":"SUMIF(CIV!$AQ$51:$AQ$90,CB296,CIV!$BJ$51:$BJ$90)","v":716.53351422037883}]
[296,"2008-10-22",3,"Wednesday",616.5,589.4,585,580.4,585.70000000000005,579,508.9,539.1,577.6,568.5,602.6,574.20000000000005,556.20000000000005,576.9,594.4,586.20000000000005,568.9,571.4,741.2,738.9,737.8,721.3,672.5,633.79999999999995,14606.399999999998,697.3795139379456,"s3","d1","s3d1",null,null,null,null,null,null,null,null,null,null,null,null,null,null,null,null,null,null,null,null,null,null,null,null,null,null,null,null,null,null,null,null,null,null,null,null,null,null,null,null,null,null,13,7,295,{"$f":"OFFSET(CIV!$D$1,IF($CA$1,BX297,366-BX297),BY297)","v":483.5},{"$f":"IF(BZ297=SUMIF(CIV!$AQ$51:$AQ$90,CB296,CIV!$BK$51:$BK$90),CB296+1,CB296)","v":2},744.5,{"$f":"SUMIF(CIV!$AQ$51:$AQ$90,CB297,CIV!$BJ$51:$BJ$90)","v":716.53351422037883}]
[297,"2008-10-23",4,"Thursday",605.1,597.29999999999995,584.79999999999995,576.20000000000005,586.1,577.5,556.4,536.70000000000005,570.70000000000005,556,579.9,575.4,568.70000000000005,584.1,595.9,588.9,573.1,574.5,757.7,758.1,746.8,733.2,678.2,645.9,14707.2,703.41156254415102,"s3","d1","s3d1",null,null,null,null,null,null,null,null,null,null,null,null,null,null,null,null,null,null,null,null,null,null,null,null,null,null,null,null,null,null,null,null,null,null,null,null,null,null,null,null,null,null,13,8,296,{"$f":"OFFSET(CIV!$D$1,IF($CA$1,BX298,366-BX298),BY298)","v":439.5},{"$f":"IF(BZ298=SUMIF(CIV!$AQ$51:$AQ$90,CB297,CIV!$BK$51:$BK$90),CB297+1,CB297)","v":2},744.4,{"$f":"SUMIF(CIV!$AQ$51:$AQ$90,CB298,CIV!$BJ$51:$BJ$90)","v":716.53351422037883}]
[298,"2008-10-24",5,"Friday",624,594.1,595,589.9,592.1,584.20000000000005,512.29999999999995,533.1,580.79999999999995,576.5,581.79999999999995,586.4,573.9,590,599.79999999999995,589.79999999999995,568.6,572.6,744.1,737.4,730.7,722,687.6,645.70000000000005,14712.400000000001,707.48040628973592,"s3","d1","s3d1",null,null,null,null,null,null,null,null,null,null,null,null,null,null,null,null,null,null,null,null,null,null,null,null,null,null,null,null,null,null,null,null,null,null,null,null,null,null,null,null,null,null,13,9,297,{"$f":"OFFSET(CIV!$D$1,IF($CA$1,BX299,366-BX299),BY299)","v":409.5},{"$f":"IF(BZ299=SUMIF(CIV!$AQ$51:$AQ$90,CB298,CIV!$BK$51:$BK$90),CB298+1,CB298)","v":2},744.4,{"$f":"SUMIF(CIV!$AQ$51:$AQ$90,CB299,CIV!$BJ$51:$BJ$90)","v":716.53351422037883}]
[299,"2008-10-25",6,"Saturday",602,600.5,594.1,585.20000000000005,587.1,565.4,481.5,482,501.7,498.4,510.8,509.1,499.1,496.2,484.3,476.7,477.7,519.79999999999995,722.4,721.5,714.4,710.1,672,638.20000000000005,13650.2,708.97236566076231,"s3","d1","s3d1",null,null,null,null,null,null,null,null,null,null,null,null,null,null,null,null,null,null,null,null,null,null,null,null,null,null,null,null,null,null,null,null,null,null,null,null,null,null,null,null,null,null,13,10,298,{"$f":"OFFSET(CIV!$D$1,IF($CA$1,BX300,366-BX300),BY300)","v":404.2},{"$f":"IF(BZ300=SUMIF(CIV!$AQ$51:$AQ$90,CB299,CIV!$BK$51:$BK$90),CB299+1,CB299)","v":2},744.3,{"$f":"SUMIF(CIV!$AQ$51:$AQ$90,CB300,CIV!$BJ$51:$BJ$90)","v":716.53351422037883}]
[300,"2008-10-26",7,"Sunday",613.79999999999995,591.9,582,571.70000000000005,573.4,547.6,462.1,437.4,420.3,419.2,416.3,424.5,427.7,439.9,447.2,443.3,437.7,489.3,683.6,698.7,695.3,667.1,634.9,595.29999999999995,12720.199999999999,706.43512909468609,"s3","d1","s3d1",null,null,null,null,null,null,null,null,null,null,null,null,null,null,null,null,null,null,null,null,null,null,null,null,null,null,null,null,null,null,null,null,null,null,null,null,null,null,null,null,null,null,13,11,299,{"$f":"OFFSET(CIV!$D$1,IF($CA$1,BX301,366-BX301),BY301)","v":404.3},{"$f":"IF(BZ301=SUMIF(CIV!$AQ$51:$AQ$90,CB300,CIV!$BK$51:$BK$90),CB300+1,CB300)","v":2},744.3,{"$f":"SUMIF(CIV!$AQ$51:$AQ$90,CB301,CIV!$BJ$51:$BJ$90)","v":716.53351422037883}]
[301,"2008-10-27",1,"Monday",559,551.70000000000005,541,520.4,546.4,537.20000000000005,479.6,525.5,559.5,586.70000000000005,589.5,588.6,567.1,592.4,602.1,591.5,570,585.79999999999995,760.8,749.4,744.9,728,690.2,636.1,14403.399999999998,711.87161618521759,"s3","d1","s3d1",null,null,null,null,null,null,null,null,null,null,null,null,null,null,null,null,null,null,null,null,null,null,null,null,null,null,null,null,null,null,null,null,null,null,null,null,null,null,null,null,null,null,13,12,300,{"$f":"OFFSET(CIV!$D$1,IF($CA$1,BX302,366-BX302),BY302)","v":387.5},{"$f":"IF(BZ302=SUMIF(CIV!$AQ$51:$AQ$90,CB301,CIV!$BK$51:$BK$90),CB301+1,CB301)","v":2},744.1,{"$f":"SUMIF(CIV!$AQ$51:$AQ$90,CB302,CIV!$BJ$51:$BJ$90)","v":716.53351422037883}]
[302,"2008-10-28",2,"Tuesday",604.70000000000005,573.9,576.20000000000005,581,588.1,578.9,506.8,537.1,562.4,583.70000000000005,587.70000000000005,585.9,582.9,597.5,603,598.4,565,578.20000000000005,746.3,755.1,745.1,724.5,686,645.20000000000005,14693.6,715.31445456669587,"s3","d1","s3d1",null,null,null,null,null,null,null,null,null,null,null,null,null,null,null,null,null,null,null,null,null,null,null,null,null,null,null,null,null,null,null,null,null,null,null,null,null,null,null,null,null,null,13,13,301,{"$f":"OFFSET(CIV!$D$1,IF($CA$1,BX303,366-BX303),BY303)","v":452.4},{"$f":"IF(BZ303=SUMIF(CIV!$AQ$51:$AQ$90,CB302,CIV!$BK$51:$BK$90),CB302+1,CB302)","v":2},744.1,{"$f":"SUMIF(CIV!$AQ$51:$AQ$90,CB303,CIV!$BJ$51:$BJ$90)","v":716.53351422037883}]
[303,"2008-10-29",3,"Wednesday",615.70000000000005,597.29999999999995,575.70000000000005,572.70000000000005,590.1,575.9,519.6,551.1,580.70000000000005,598.9,598.9,585.1,575.29999999999995,590.5,600.79999999999995,581.79999999999995,555.9,591.29999999999995,736.5,736.5,722.2,689.9,654.9,621.1,14618.399999999998,717.43300911002632,"s3","d1","s3d1",null,null,null,null,null,null,null,null,null,null,null,null,null,null,null,null,null,null,null,null,null,null,null,null,null,null,null,null,null,null,null,null,null,null,null,null,null,null,null,null,null,null,13,14,302,{"$f":"OFFSET(CIV!$D$1,IF($CA$1,BX304,366-BX304),BY304)","v":430.6},{"$f":"IF(BZ304=SUMIF(CIV!$AQ$51:$AQ$90,CB303,CIV!$BK$51:$BK$90),CB303+1,CB303)","v":2},743.9,{"$f":"SUMIF(CIV!$AQ$51:$AQ$90,CB304,CIV!$BJ$51:$BJ$90)","v":716.53351422037883}]
[304,"2008-10-30",4,"Thursday",606.1,584.29999999999995,578.79999999999995,576.20000000000005,576.4,574,507.9,522.79999999999995,563.29999999999995,562,581.5,564.9,574.1,588.5,595.29999999999995,588.6,568.79999999999995,598.6,745.2,741.9,727.9,695.9,669.7,634.20000000000005,14526.900000000001,720.20970819902368,"s3","d1","s3d1",null,null,null,null,null,null,null,null,null,null,null,null,null,null,null,null,null,null,null,null,null,null,null,null,null,null,null,null,null,null,null,null,null,null,null,null,null,null,null,null,null,null,13,15,303,{"$f":"OFFSET(CIV!$D$1,IF($CA$1,BX305,366-BX305),BY305)","v":432.6},{"$f":"IF(BZ305=SUMIF(CIV!$AQ$51:$AQ$90,CB304,CIV!$BK$51:$BK$90),CB304+1,CB304)","v":2},743.9,{"$f":"SUMIF(CIV!$AQ$51:$AQ$90,CB305,CIV!$BJ$51:$BJ$90)","v":716.53351422037883}]
[305,"2008-10-31",5,"Friday",609.4,593.20000000000005,586.20000000000005,567.29999999999995,576.20000000000005,580.70000000000005,501,508.4,567,568,541.4,527.4,508.6,528.6,543,548.9,532.29999999999995,562.20000000000005,710.4,719.4,711.7,711.1,653.5,618.9,14074.8,719.2287373791213,"s3","d1","s3d1",null,null,null,null,null,null,null,null,null,null,null,null,null,null,null,null,null,null,null,null,null,null,null,null,null,null,null,null,null,null,null,null,null,null,null,null,null,null,null,null,null,null,13,16,304,{"$f":"OFFSET(CIV!$D$1,IF($CA$1,BX306,366-BX306),BY306)","v":429},{"$f":"IF(BZ306=SUMIF(CIV!$AQ$51:$AQ$90,CB305,CIV!$BK$51:$BK$90),CB305+1,CB305)","v":2},743.9,{"$f":"SUMIF(CIV!$AQ$51:$AQ$90,CB306,CIV!$BJ$51:$BJ$90)","v":716.53351422037883}]
[306,"2008-11-01",6,"Saturday",593.29999999999995,569.9,559.70000000000005,556,558.9,537.1,442.7,423.3,413.5,429,442.4,445.1,445.5,443.6,439.6,435.6,444,490.7,690.5,691.2,687.1,670.8,645.5,597.1,12652.100000000002,716.35586364120911,"s3","d1","s3d1",null,null,null,null,null,null,null,null,null,null,null,null,null,null,null,null,null,null,null,null,null,null,null,null,null,null,null,null,null,null,null,null,null,null,null,null,null,null,null,null,null,null,13,17,305,{"$f":"OFFSET(CIV!$D$1,IF($CA$1,BX307,366-BX307),BY307)","v":426.5},{"$f":"IF(BZ307=SUMIF(CIV!$AQ$51:$AQ$90,CB306,CIV!$BK$51:$BK$90),CB306+1,CB306)","v":2},743.8,{"$f":"SUMIF(CIV!$AQ$51:$AQ$90,CB307,CIV!$BJ$51:$BJ$90)","v":716.53351422037883}]
[307,"2008-11-02",7,"Sunday",563.79999999999995,549.9,534.20000000000005,529.1,532.6,515.20000000000005,430.2,429.8,409.6,386.1,387.5,342.5,390.8,394.5,402.7,402.9,398.5,471.7,663.7,681,683.8,657,628.70000000000005,584.4,11970.2,711.09027727708826,"s3","d1","s3d1",null,null,null,null,null,null,null,null,null,null,null,null,null,null,null,null,null,null,null,null,null,null,null,null,null,null,null,null,null,null,null,null,null,null,null,null,null,null,null,null,null,null,13,18,306,{"$f":"OFFSET(CIV!$D$1,IF($CA$1,BX308,366-BX308),BY308)","v":461.7},{"$f":"IF(BZ308=SUMIF(CIV!$AQ$51:$AQ$90,CB307,CIV!$BK$51:$BK$90),CB307+1,CB307)","v":2},743.7,{"$f":"SUMIF(CIV!$AQ$51:$AQ$90,CB308,CIV!$BJ$51:$BJ$90)","v":716.53351422037883}]
[308,"2008-11-03",1,"Monday",559.70000000000005,540,532.9,525.70000000000005,540.4,529.20000000000005,471.2,517.4,553.70000000000005,562.79999999999995,563.6,555.4,537.6,551.6,569.4,572.29999999999995,571.20000000000005,595,736.9,744.5,723.3,710.9,654.9,626.29999999999995,14045.899999999998,713.67124954937935,"s3","d1","s3d1",null,null,null,null,null,null,null,null,null,null,null,null,null,null,null,null,null,null,null,null,null,null,null,null,null,null,null,null,null,null,null,null,null,null,null,null,null,null,null,null,null,null,13,19,307,{"$f":"OFFSET(CIV!$D$1,IF($CA$1,BX309,366-BX309),BY309)","v":638.6},{"$f":"IF(BZ309=SUMIF(CIV!$AQ$51:$AQ$90,CB308,CIV!$BK$51:$BK$90),CB308+1,CB308)","v":2},743.4,{"$f":"SUMIF(CIV!$AQ$51:$AQ$90,CB309,CIV!$BJ$51:$BJ$90)","v":716.53351422037883}]
[309,"2008-11-04",2,"Tuesday",617.29999999999995,580.79999999999995,573.70000000000005,564.29999999999995,574,566.4,470.9,533.70000000000005,573.4,579,581.70000000000005,583.4,571.79999999999995,592.1,578.20000000000005,583.70000000000005,583.29999999999995,621.29999999999995,755.6,764.8,750.9,744.4,706.4,659.2,14710.3,717.86412459444136,"s3","d1","s3d1",null,null,null,null,null,null,null,null,null,null,null,null,null,null,null,null,null,null,null,null,null,null,null,null,null,null,null,null,null,null,null,null,null,null,null,null,null,null,null,null,null,null,13,20,308,{"$f":"OFFSET(CIV!$D$1,IF($CA$1,BX310,366-BX310),BY310)","v":671.7},{"$f":"IF(BZ310=SUMIF(CIV!$AQ$51:$AQ$90,CB309,CIV!$BK$51:$BK$90),CB309+1,CB309)","v":2},743.2,{"$f":"SUMIF(CIV!$AQ$51:$AQ$90,CB310,CIV!$BJ$51:$BJ$90)","v":716.53351422037883}]
[310,"2008-11-05",3,"Wednesday",634,607.5,600.29999999999995,588.4,600.5,583.9,504.63,552.4,584.79999999999995,579.79999999999995,592.5,584.1,548.5,572.70000000000005,593.70000000000005,590.4,584.6,557.4,745.5,741.8,737.5,730.8,675.9,630.5,14722.129999999997,720.62771213499718,"s3","d1","s3d1",null,null,null,null,null,null,null,null,null,null,null,null,null,null,null,null,null,null,null,null,null,null,null,null,null,null,null,null,null,null,null,null,null,null,null,null,null,null,null,null,null,null,13,21,309,{"$f":"OFFSET(CIV!$D$1,IF($CA$1,BX311,366-BX311),BY311)","v":673.6},{"$f":"IF(BZ311=SUMIF(CIV!$AQ$51:$AQ$90,CB310,CIV!$BK$51:$BK$90),CB310+1,CB310)","v":2},743,{"$f":"SUMIF(CIV!$AQ$51:$AQ$90,CB311,CIV!$BJ$51:$BJ$90)","v":716.53351422037883}]
[311,"2008-11-06",4,"Thursday",596.6,263.3,379.4,480.2,437.8,444.3,454.2,480.1,521.20000000000005,528.6,542.70000000000005,553.70000000000005,554,579,557.6,584.6,562.9,588.20000000000005,755.7,755.9,738.6,733.8,694.7,642.1,13429.200000000003,724.13494092149756,"s3","d1","s3d1",null,null,null,null,null,null,null,null,null,null,null,null,null,null,null,null,null,null,null,null,null,null,null,null,null,null,null,null,null,null,null,null,null,null,null,null,null,null,null,null,null,null,13,22,310,{"$f":"OFFSET(CIV!$D$1,IF($CA$1,BX312,366-BX312),BY312)","v":673.7},{"$f":"IF(BZ312=SUMIF(CIV!$AQ$51:$AQ$90,CB311,CIV!$BK$51:$BK$90),CB311+1,CB311)","v":2},743,{"$f":"SUMIF(CIV!$AQ$51:$AQ$90,CB312,CIV!$BJ$51:$BJ$90)","v":716.53351422037883}]
[312,"2008-11-07",5,"Friday",580.6,596.70000000000005,585.9,586.9,589,542.70000000000005,510.7,533.4,565.20000000000005,592.6,593.70000000000005,578.79999999999995,567.1,584.9,585.79999999999995,581.9,561,586.70000000000005,769,761.8,750.9,739.3,664.74,657.2,14666.539999999999,728.62144682934775,"s3","d1","s3d1",null,null,null,null,null,null,null,null,null,null,null,null,null,null,null,null,null,null,null,null,null,null,null,null,null,null,null,null,null,null,null,null,null,null,null,null,null,null,null,null,null,null,13,23,311,{"$f":"OFFSET(CIV!$D$1,IF($CA$1,BX313,366-BX313),BY313)","v":650.1},{"$f":"IF(BZ313=SUMIF(CIV!$AQ$51:$AQ$90,CB312,CIV!$BK$51:$BK$90),CB312+1,CB312)","v":2},742.5,{"$f":"SUMIF(CIV!$AQ$51:$AQ$90,CB313,CIV!$BJ$51:$BJ$90)","v":716.53351422037883}]
[313,"2008-11-08",6,"Saturday",633.9,611.79999999999995,592.20000000000005,588.6,591.70000000000005,525.29999999999995,527.29999999999995,479.4,484.7,505.3,508.9,511.1,498.9,507,500.1,488.5,485.1,517.5,719.9,735.1,726.2,712.4,683.2,657.4,13791.500000000002,727.74930214641302,"s3","d1","s3d1",null,null,null,null,null,null,null,null,null,null,null,null,null,null,null,null,null,null,null,null,null,null,null,null,null,null,null,null,null,null,null,null,null,null,null,null,null,null,null,null,null,null,13,24,312,{"$f":"OFFSET(CIV!$D$1,IF($CA$1,BX314,366-BX314),BY314)","v":588.5},{"$f":"IF(BZ314=SUMIF(CIV!$AQ$51:$AQ$90,CB313,CIV!$BK$51:$BK$90),CB313+1,CB313)","v":2},742.4,{"$f":"SUMIF(CIV!$AQ$51:$AQ$90,CB314,CIV!$BJ$51:$BJ$90)","v":716.53351422037883}]
[314,"2008-11-09",7,"Sunday",622.6,595.6,580,564.1,566,522.4,456,421.1,424.7,416.2,416.9,427.3,437.8,439.3,446.5,438.9,438.1,500.1,695.6,701.6,704.5,688.4,648.5,613.1,12765.300000000001,724.53437193177183,"s3","d1","s3d1",null,null,null,null,null,null,null,null,null,null,null,null,null,null,null,null,null,null,null,null,null,null,null,null,null,null,null,null,null,null,null,null,null,null,null,null,null,null,null,null,null,null,14,1,313,{"$f":"OFFSET(CIV!$D$1,IF($CA$1,BX315,366-BX315),BY315)","v":573.9},{"$f":"IF(BZ315=SUMIF(CIV!$AQ$51:$AQ$90,CB314,CIV!$BK$51:$BK$90),CB314+1,CB314)","v":2},742.3,{"$f":"SUMIF(CIV!$AQ$51:$AQ$90,CB315,CIV!$BJ$51:$BJ$90)","v":716.53351422037883}]
[315,"2008-11-10",1,"Monday",583.4,566.6,554.5,554,563.5,557.5,489.1,525.4,571.29999999999995,581.9,585.70000000000005,598.5,594.6,600.6,603.9,603.9,590.20000000000005,606.4,763.2,769.6,764.7,729.5,687.9,631.79999999999995,14677.7,728.40093473859474,"s3","d1","s3d1",null,null,null,null,null,null,null,null,null,null,null,null,null,null,null,null,null,null,null,null,null,null,null,null,null,null,null,null,null,null,null,null,null,null,null,null,null,null,null,null,null,null,14,2,314,{"$f":"OFFSET(CIV!$D$1,IF($CA$1,BX316,366-BX316),BY316)","v":553.6},{"$f":"IF(BZ316=SUMIF(CIV!$AQ$51:$AQ$90,CB315,CIV!$BK$51:$BK$90),CB315+1,CB315)","v":2},742.2,{"$f":"SUMIF(CIV!$AQ$51:$AQ$90,CB316,CIV!$BJ$51:$BJ$90)","v":716.53351422037883}]
[316,"2008-11-11",2,"Tuesday",612.20000000000005,594.29999999999995,571.79999999999995,554.6,573.6,586.4,515.70000000000005,532.5,575.20000000000005,572.29999999999995,580.6,581.9,573.1,580,589,579.9,567.1,600.79999999999995,763.1,755.4,743.4,740.1,679.4,647.79999999999995,14670.199999999999,731.87084126473519,"s3","d1","s3d1",null,null,null,null,null,null,null,null,null,null,null,null,null,null,null,null,null,null,null,null,null,null,null,null,null,null,null,null,null,null,null,null,null,null,null,null,null,null,null,null,null,null,14,3,315,{"$f":"OFFSET(CIV!$D$1,IF($CA$1,BX317,366-BX317),BY317)","v":547.6},{"$f":"IF(BZ317=SUMIF(CIV!$AQ$51:$AQ$90,CB316,CIV!$BK$51:$BK$90),CB316+1,CB316)","v":2},742.1,{"$f":"SUMIF(CIV!$AQ$51:$AQ$90,CB317,CIV!$BJ$51:$BJ$90)","v":716.53351422037883}]
[317,"2008-11-12",3,"Wednesday",609.1,598.6,575.29999999999995,563.79999999999995,575.4,567.1,507.9,506.9,536.6,548.1,589.6,577.79999999999995,576.29999999999995,605.70000000000005,604.5,610.79999999999995,592.1,621.5,778.7,770.9,748.4,724.3,701.3,646.20000000000005,14736.9,736.55375713826174,"s3","d1","s3d1",null,null,null,null,null,null,null,null,null,null,null,null,null,null,null,null,null,null,null,null,null,null,null,null,null,null,null,null,null,null,null,null,null,null,null,null,null,null,null,null,null,null,14,4,316,{"$f":"OFFSET(CIV!$D$1,IF($CA$1,BX318,366-BX318),BY318)","v":553.29999999999995},{"$f":"IF(BZ318=SUMIF(CIV!$AQ$51:$AQ$90,CB317,CIV!$BK$51:$BK$90),CB317+1,CB317)","v":2},742,{"$f":"SUMIF(CIV!$AQ$51:$AQ$90,CB318,CIV!$BJ$51:$BJ$90)","v":716.53351422037883}]
[318,"2008-11-13",4,"Thursday",634.5,619,607.6,599.70000000000005,608.70000000000005,608.4,507.3,559.29999999999995,586.6,592.6,602.1,599.9,601.5,614.5,622.70000000000005,612.4,596.70000000000005,648.1,770.9,771.9,760.3,728.5,681.7,640.1,15175.000000000002,739.9883814244356,"s3","d1","s3d1",null,null,null,null,null,null,null,null,null,null,null,null,null,null,null,null,null,null,null,null,null,null,null,null,null,null,null,null,null,null,null,null,null,null,null,null,null,null,null,null,null,null,14,5,317,{"$f":"OFFSET(CIV!$D$1,IF($CA$1,BX319,366-BX319),BY319)","v":551.9},{"$f":"IF(BZ319=SUMIF(CIV!$AQ$51:$AQ$90,CB318,CIV!$BK$51:$BK$90),CB318+1,CB318)","v":2},741.9,{"$f":"SUMIF(CIV!$AQ$51:$AQ$90,CB319,CIV!$BJ$51:$BJ$90)","v":716.53351422037883}]
[319,"2008-11-14",5,"Friday",636,607.79999999999995,604.9,588.20000000000005,592,588.5,515.29999999999995,550.6,571,594.70000000000005,596.4,592.70000000000005,585.1,602.70000000000005,612.5,575.20000000000005,576.29999999999995,616,701.5,716,724.7,674.3,647.9,597.29999999999995,14667.599999999999,736.13954328199202,"s3","d1","s3d1",null,null,null,null,null,null,null,null,null,null,null,null,null,null,null,null,null,null,null,null,null,null,null,null,null,null,null,null,null,null,null,null,null,null,null,null,null,null,null,null,null,null,14,6,318,{"$f":"OFFSET(CIV!$D$1,IF($CA$1,BX320,366-BX320),BY320)","v":584.5},{"$f":"IF(BZ320=SUMIF(CIV!$AQ$51:$AQ$90,CB319,CIV!$BK$51:$BK$90),CB319+1,CB319)","v":2},741.8,{"$f":"SUMIF(CIV!$AQ$51:$AQ$90,CB320,CIV!$BJ$51:$BJ$90)","v":716.53351422037883}]
[320,"2008-11-15",6,"Saturday",582.79999999999995,591.1,587.5,579.9,590.1,575.9,471.9,452.7,455.8,462.2,478.3,483.3,484.8,481.1,484.3,476.5,472.6,572.5,739.7,739.7,743,712.3,686,655.4,13559.400000000001,736.49558895379289,"s3","d1","s3d1",null,null,null,null,null,null,null,null,null,null,null,null,null,null,null,null,null,null,null,null,null,null,null,null,null,null,null,null,null,null,null,null,null,null,null,null,null,null,null,null,null,null,14,7,319,{"$f":"OFFSET(CIV!$D$1,IF($CA$1,BX321,366-BX321),BY321)","v":524.79999999999995},{"$f":"IF(BZ321=SUMIF(CIV!$AQ$51:$AQ$90,CB320,CIV!$BK$51:$BK$90),CB320+1,CB320)","v":2},741.8,{"$f":"SUMIF(CIV!$AQ$51:$AQ$90,CB321,CIV!$BJ$51:$BJ$90)","v":716.53351422037883}]
[321,"2008-11-16",7,{"$f":"VLOOKUP(C322,weekdays,2,FALSE)","v":"Sunday"},632,606.70000000000005,586.29999999999995,567,582.1,553.6,483.2,441.4,429.5,428,422.5,436.6,447.6,459,461.2,458.2,451.7,527.29999999999995,711.1,727.9,731.3,728.7,698.3,614.5,{"$f":"SUM(E322:AB322)","v":13185.699999999999},733.9560300584136,"s3","d1","s3d1",null,null,null,null,null,null,null,null,null,null,null,null,null,null,null,null,null,null,null,null,null,null,null,null,null,null,null,null,null,null,null,null,null,null,null,null,null,null,null,null,null,null,14,8,320,{"$f":"OFFSET(CIV!$D$1,IF($CA$1,BX322,366-BX322),BY322)","v":524.4},{"$f":"IF(BZ322=SUMIF(CIV!$AQ$51:$AQ$90,CB321,CIV!$BK$51:$BK$90),CB321+1,CB321)","v":2},741.7,{"$f":"SUMIF(CIV!$AQ$51:$AQ$90,CB322,CIV!$BJ$51:$BJ$90)","v":716.53351422037883}]
[322,"2008-11-17",{"$f":"WEEKDAY(B323,2)","v":1},"Monday",607.4,587.1,573.70000000000005,560.29999999999995,579.20000000000005,575.70000000000005,502,539,579,595,599,605,589,603,620,618,600,628,792,802,773,768,735.9,665.5,15096.8,739.76042705257225,{"$f":"IF(AND(A323>$AJ$6,A323<$AJ$7),\"s2\",IF(A323<=$AJ$6,\"s1\",\"s3\"))","v":"s3"},"d1",{"$f":"AE323&AF323","v":"s3d1"},null,null,null,null,null,null,null,null,null,null,null,null,null,null,null,null,null,null,null,null,null,null,null,null,null,null,null,null,null,null,null,null,null,null,null,null,null,null,null,null,null,null,{"$f":"ROUNDDOWN((BZ323-1)/24,0)+1","v":14},9,321,{"$f":"OFFSET(CIV!$D$1,IF($CA$1,BX323,366-BX323),BY323)","v":554.20000000000005},{"$f":"IF(BZ323=SUMIF(CIV!$AQ$51:$AQ$90,CB322,CIV!$BK$51:$BK$90),CB322+1,CB322)","v":2},741.6,{"$f":"SUMIF(CIV!$AQ$51:$AQ$90,CB323,CIV!$BJ$51:$BJ$90)","v":716.53351422037883}]
[{"$f":"A323+1","v":323},"2008-11-18",2,"Tuesday",649,628.9,618.70000000000005,607.5,628.4,628.79999999999995,534.20000000000005,549.79999999999995,605.9,614.6,617.4,608.4,603,601.9,622.79999999999995,615.5,595.4,625.79999999999995,758,778.2,775,752.2,726.8,666.3,15412.499999999998,741.58438434731499,"s3","d1","s3d1",null,null,null,null,null,null,null,null,null,null,null,null,null,null,null,null,null,null,null,null,null,null,null,null,null,null,null,null,null,null,null,null,null,null,null,null,null,null,null,null,null,null,14,10,{"$f":"BZ323+1","v":322},{"$f":"OFFSET(CIV!$D$1,IF($CA$1,BX324,366-BX324),BY324)","v":567.79999999999995},{"$f":"IF(BZ324=SUMIF(CIV!$AQ$51:$AQ$90,CB323,CIV!$BK$51:$BK$90),CB323+1,CB323)","v":2},741.2,{"$f":"SUMIF(CIV!$AQ$51:$AQ$90,CB324,CIV!$BJ$51:$BJ$90)","v":716.53351422037883}]
[324,"2008-11-19",3,"Wednesday",640.70000000000005,626.29999999999995,619.79999999999995,609.5,610.70000000000005,619.1,539.79999999999995,571,598,613.79999999999995,616.9,614,613.5,629.1,634,627.4,604.5,621.4,778.4,775.1,775.6,744.6,724.6,676.6,15484.4,745.26594591258356,"s3","d1","s3d1",null,null,null,null,null,null,null,null,null,null,null,null,null,null,null,null,null,null,null,null,null,null,null,null,null,null,null,null,null,null,null,null,null,null,null,null,null,null,null,null,null,null,14,11,323,{"$f":"OFFSET(CIV!$D$1,IF($CA$1,BX325,366-BX325),BY325)","v":570.4},{"$f":"IF(BZ325=SUMIF(CIV!$AQ$51:$AQ$90,CB324,CIV!$BK$51:$BK$90),CB324+1,CB324)","v":2},741.2,{"$f":"SUMIF(CIV!$AQ$51:$AQ$90,CB325,CIV!$BJ$51:$BJ$90)","v":716.53351422037883}]
[325,"2008-11-20",4,"Thursday",645.1,630.1,616.9,614.70000000000005,618.6,619.4,541.4,556.20000000000005,598.1,593.4,601.6,603.70000000000005,584.9,598.5,623,607.5,594.70000000000005,632.5,757.4,761.3,763.1,748.1,701.3,669.7,15281.199999999999,746.47935132132523,"s3","d1","s3d1",null,null,null,null,null,null,null,null,null,null,null,null,null,null,null,null,null,null,null,null,null,null,null,null,null,null,null,null,null,null,null,null,null,null,null,null,null,null,null,null,null,null,14,12,324,{"$f":"OFFSET(CIV!$D$1,IF($CA$1,BX326,366-BX326),BY326)","v":557.20000000000005},{"$f":"IF(BZ326=SUMIF(CIV!$AQ$51:$AQ$90,CB325,CIV!$BK$51:$BK$90),CB325+1,CB325)","v":2},741.2,{"$f":"SUMIF(CIV!$AQ$51:$AQ$90,CB326,CIV!$BJ$51:$BJ$90)","v":716.53351422037883}]
[326,"2008-11-21",5,"Friday",640.70000000000005,619.20000000000005,607.79999999999995,606.4,614.6,601.5,526.29999999999995,543,585.9,597,606.1,602.70000000000005,593.1,608.9,628.6,613,598.20000000000005,601.9,784.6,780.4,766.1,757.6,721.9,702.6,15308.100000000002,750.29141618919277,"s3","d1","s3d1",null,null,null,null,null,null,null,null,null,null,null,null,null,null,null,null,null,null,null,null,null,null,null,null,null,null,null,null,null,null,null,null,null,null,null,null,null,null,null,null,null,null,14,13,325,{"$f":"OFFSET(CIV!$D$1,IF($CA$1,BX327,366-BX327),BY327)","v":565.5},{"$f":"IF(BZ327=SUMIF(CIV!$AQ$51:$AQ$90,CB326,CIV!$BK$51:$BK$90),CB326+1,CB326)","v":2},741.1,{"$f":"SUMIF(CIV!$AQ$51:$AQ$90,CB327,CIV!$BJ$51:$BJ$90)","v":716.53351422037883}]
[327,"2008-11-22",6,"Saturday",657.4,632.29999999999995,622,609.29999999999995,615,604.1,508.7,482.3,508.1,506.4,515.70000000000005,522.5,509.1,501.4,498.4,487.9,488.1,548.6,727.3,735.1,737.5,712.9,688.2,656.4,14074.7,747.99227457027348,"s3","d1","s3d1",null,null,null,null,null,null,null,null,null,null,null,null,null,null,null,null,null,null,null,null,null,null,null,null,null,null,null,null,null,null,null,null,null,null,null,null,null,null,null,null,null,null,14,14,326,{"$f":"OFFSET(CIV!$D$1,IF($CA$1,BX328,366-BX328),BY328)","v":573.5},{"$f":"IF(BZ328=SUMIF(CIV!$AQ$51:$AQ$90,CB327,CIV!$BK$51:$BK$90),CB327+1,CB327)","v":2},741,{"$f":"SUMIF(CIV!$AQ$51:$AQ$90,CB328,CIV!$BJ$51:$BJ$90)","v":716.53351422037883}]
[328,"2008-11-23",7,"Sunday",620.5,597.5,586.70000000000005,576.9,571.79999999999995,566.1,471.9,440.4,419.9,413.2,416.4,425.3,436.2,451.7,444.9,446.7,438,507.2,698.3,714.2,718.5,709.8,665.6,620.20000000000005,12957.9,743.02304711324621,"s3","d1","s3d1",null,null,null,null,null,null,null,null,null,null,null,null,null,null,null,null,null,null,null,null,null,null,null,null,null,null,null,null,null,null,null,null,null,null,null,null,null,null,null,null,null,null,14,15,327,{"$f":"OFFSET(CIV!$D$1,IF($CA$1,BX329,366-BX329),BY329)","v":590.9},{"$f":"IF(BZ329=SUMIF(CIV!$AQ$51:$AQ$90,CB328,CIV!$BK$51:$BK$90),CB328+1,CB328)","v":2},740.9,{"$f":"SUMIF(CIV!$AQ$51:$AQ$90,CB329,CIV!$BJ$51:$BJ$90)","v":716.53351422037883}]
[329,"2008-11-24",1,"Monday",597.70000000000005,584,571.1,566.20000000000005,578.9,575.6,516.5,538.1,580.9,599.1,604.20000000000005,598.20000000000005,603.29999999999995,612.79999999999995,631.29999999999995,616.6,598.79999999999995,619.20000000000005,797.9,794.6,785.2,773.6,739.1,684.4,15167.300000000001,748.51074240192156,"s3","d1","s3d1",null,null,null,null,null,null,null,null,null,null,null,null,null,null,null,null,null,null,null,null,null,null,null,null,null,null,null,null,null,null,null,null,null,null,null,null,null,null,null,null,null,null,14,16,328,{"$f":"OFFSET(CIV!$D$1,IF($CA$1,BX330,366-BX330),BY330)","v":594.29999999999995},{"$f":"IF(BZ330=SUMIF(CIV!$AQ$51:$AQ$90,CB329,CIV!$BK$51:$BK$90),CB329+1,CB329)","v":2},740.9,{"$f":"SUMIF(CIV!$AQ$51:$AQ$90,CB330,CIV!$BJ$51:$BJ$90)","v":716.53351422037883}]
[330,"2008-11-25",2,"Tuesday",660.2,652,648.20000000000005,627.6,627.79999999999995,641.9,558.9,575.4,614.29999999999995,616.5,620.5,619,608.9,634,644.70000000000005,620.20000000000005,606.79999999999995,625.20000000000005,785.2,795.9,779.5,764.2,732.7,705.1,15764.700000000004,752.17966816172941,"s3","d1","s3d1",null,null,null,null,null,null,null,null,null,null,null,null,null,null,null,null,null,null,null,null,null,null,null,null,null,null,null,null,null,null,null,null,null,null,null,null,null,null,null,null,null,null,14,17,329,{"$f":"OFFSET(CIV!$D$1,IF($CA$1,BX331,366-BX331),BY331)","v":573.20000000000005},{"$f":"IF(BZ331=SUMIF(CIV!$AQ$51:$AQ$90,CB330,CIV!$BK$51:$BK$90),CB330+1,CB330)","v":2},740.9,{"$f":"SUMIF(CIV!$AQ$51:$AQ$90,CB331,CIV!$BJ$51:$BJ$90)","v":716.53351422037883}]
[331,"2008-11-26",3,"Wednesday",672.8,652.29999999999995,632.4,622.79999999999995,629.70000000000005,628.20000000000005,540.5,567.6,595.79999999999995,597.29999999999995,630.70000000000005,624.5,600,628.79999999999995,635.6,636,608,625.20000000000005,795.9,787.5,777.5,765.4,740,686.8,15681.3,756.55170134555647,"s3","d1","s3d1",null,null,null,null,null,null,null,null,null,null,null,null,null,null,null,null,null,null,null,null,null,null,null,null,null,null,null,null,null,null,null,null,null,null,null,null,null,null,null,null,null,null,14,18,330,{"$f":"OFFSET(CIV!$D$1,IF($CA$1,BX332,366-BX332),BY332)","v":562.6},{"$f":"IF(BZ332=SUMIF(CIV!$AQ$51:$AQ$90,CB331,CIV!$BK$51:$BK$90),CB331+1,CB331)","v":2},740.9,{"$f":"SUMIF(CIV!$AQ$51:$AQ$90,CB332,CIV!$BJ$51:$BJ$90)","v":716.53351422037883}]
[332,"2008-11-27",4,"Thursday",664,643.79999999999995,636.5,616.29999999999995,620.79999999999995,634.1,543.70000000000005,563.79999999999995,603,606.70000000000005,605.4,610.6,597.9,628.6,641.6,629.70000000000005,598.5,615.29999999999995,799.5,785.7,771.3,764.7,716.3,689.2,15587,{"$f":"AD332*(1-$AH$1)+W333*$AH$1","v":760.84653121100087},"s3","d1","s3d1",null,null,null,null,null,null,null,null,null,null,null,null,null,null,null,null,null,null,null,null,null,null,null,null,null,null,null,null,null,null,null,null,null,null,null,null,null,null,null,null,null,null,14,19,331,{"$f":"OFFSET(CIV!$D$1,IF($CA$1,BX333,366-BX333),BY333)","v":738.7},{"$f":"IF(BZ333=SUMIF(CIV!$AQ$51:$AQ$90,CB332,CIV!$BK$51:$BK$90),CB332+1,CB332)","v":2},740.8,{"$f":"SUMIF(CIV!$AQ$51:$AQ$90,CB333,CIV!$BJ$51:$BJ$90)","v":716.53351422037883}]
[333,"2008-11-28",5,"Friday",663.3,636.79999999999995,625.1,624.6,620.5,629.9,554.70000000000005,567.1,606.29999999999995,605.9,612.29999999999995,609,571,595.6,625.79999999999995,651.79999999999995,620.6,609.29999999999995,785.8,797.4,787.8,768.8,743,702.9,15615.299999999996,763.34187808990089,"s3","d1","s3d1",null,null,null,null,null,null,null,null,null,null,null,null,null,null,null,null,null,null,null,null,null,null,null,null,null,null,null,null,null,null,null,null,null,null,null,null,null,null,null,null,null,null,14,20,332,{"$f":"OFFSET(CIV!$D$1,IF($CA$1,BX334,366-BX334),BY334)","v":747.6},{"$f":"IF(BZ334=SUMIF(CIV!$AQ$51:$AQ$90,CB333,CIV!$BK$51:$BK$90),CB333+1,CB333)","v":2},740.5,{"$f":"SUMIF(CIV!$AQ$51:$AQ$90,CB334,CIV!$BJ$51:$BJ$90)","v":716.53351422037883}]
[334,"2008-11-29",6,"Saturday",680,652.79999999999995,638.79999999999995,623.29999999999995,629.5,628.29999999999995,528.5,512,515,521.5,527.1,522.20000000000005,511.3,508.8,509.7,505.7,488.9,510,752.9,751.6,750.2,751.6,721.7,691.6,14433.000000000004,762.29769028091073,"s3","d1","s3d1",null,null,null,null,null,null,null,null,null,null,null,null,null,null,null,null,null,null,null,null,null,null,null,null,null,null,null,null,null,null,null,null,null,null,null,null,null,null,null,null,null,null,14,21,333,{"$f":"OFFSET(CIV!$D$1,IF($CA$1,BX335,366-BX335),BY335)","v":735.6},{"$f":"IF(BZ335=SUMIF(CIV!$AQ$51:$AQ$90,CB334,CIV!$BK$51:$BK$90),CB334+1,CB334)","v":2},740.5,{"$f":"SUMIF(CIV!$AQ$51:$AQ$90,CB335,CIV!$BJ$51:$BJ$90)","v":716.53351422037883}]
[335,"2008-11-30",7,"Sunday",653.79999999999995,636.79999999999995,620.4,611.79999999999995,615.20000000000005,598.4,495,456.8,430.7,419.9,422,428,442.3,450,452.5,443.4,438.9,498.9,703,718.4,443.6,629,611.20000000000005,583.5,12803.5,756.36792125281966,"s3","d1","s3d1",null,null,null,null,null,null,null,null,null,null,null,null,null,null,null,null,null,null,null,null,null,null,null,null,null,null,null,null,null,null,null,null,null,null,null,null,null,null,null,null,null,null,14,22,334,{"$f":"OFFSET(CIV!$D$1,IF($CA$1,BX336,366-BX336),BY336)","v":732.3},{"$f":"IF(BZ336=SUMIF(CIV!$AQ$51:$AQ$90,CB335,CIV!$BK$51:$BK$90),CB335+1,CB335)","v":2},740.4,{"$f":"SUMIF(CIV!$AQ$51:$AQ$90,CB336,CIV!$BJ$51:$BJ$90)","v":716.53351422037883}]
[336,"2008-12-01",1,"Monday",563.6,555.6,548.6,534.29999999999995,542.70000000000005,572.9,503.2,529.70000000000005,568.70000000000005,578.70000000000005,589.1,587,592.79999999999995,605.79999999999995,622.29999999999995,614.20000000000005,597.4,611.79999999999995,782.7,785.7,781.2,766,723,681.4,14838.400000000001,759.00112912753764,"s3","d1","s3d1",null,null,null,null,null,null,null,null,null,null,null,null,null,null,null,null,null,null,null,null,null,null,null,null,null,null,null,null,null,null,null,null,null,null,null,null,null,null,null,null,null,null,14,23,335,{"$f":"OFFSET(CIV!$D$1,IF($CA$1,BX337,366-BX337),BY337)","v":688.2},{"$f":"IF(BZ337=SUMIF(CIV!$AQ$51:$AQ$90,CB336,CIV!$BK$51:$BK$90),CB336+1,CB336)","v":2},740.4,{"$f":"SUMIF(CIV!$AQ$51:$AQ$90,CB337,CIV!$BJ$51:$BJ$90)","v":716.53351422037883}]
[337,"2008-12-02",2,"Tuesday",653.9,643,627,617.1,622.79999999999995,638.20000000000005,551.70000000000005,562.70000000000005,598.6,613.79999999999995,620.20000000000005,628.6,615.4,627.70000000000005,640.4,632.5,596.79999999999995,621.6,793.9,786.8,772.1,769.6,732.7,686.6,15653.7,762.49101621478383,"s3","d1","s3d1",null,null,null,null,null,null,null,null,null,null,null,null,null,null,null,null,null,null,null,null,null,null,null,null,null,null,null,null,null,null,null,null,null,null,null,null,null,null,null,null,null,null,14,24,336,{"$f":"OFFSET(CIV!$D$1,IF($CA$1,BX338,366-BX338),BY338)","v":644.20000000000005},{"$f":"IF(BZ338=SUMIF(CIV!$AQ$51:$AQ$90,CB337,CIV!$BK$51:$BK$90),CB337+1,CB337)","v":2},740.2,{"$f":"SUMIF(CIV!$AQ$51:$AQ$90,CB338,CIV!$BJ$51:$BJ$90)","v":716.53351422037883}]
[338,"2008-12-03",3,"Wednesday",646.70000000000005,630.1,627,618.79999999999995,623.6,627.29999999999995,529,564.29999999999995,584.1,609.1,615.6,597.79999999999995,604.4,620.20000000000005,632,591.4,598.70000000000005,630.29999999999995,791.6,791.1,789.6,757,736.5,688.8,15505.000000000002,765.40191459330538,"s3","d1","s3d1",null,null,null,null,null,null,null,null,null,null,null,null,null,null,null,null,null,null,null,null,null,null,null,null,null,null,null,null,null,null,null,null,null,null,null,null,null,null,null,null,null,null,15,1,337,{"$f":"OFFSET(CIV!$D$1,IF($CA$1,BX339,366-BX339),BY339)","v":611.1},{"$f":"IF(BZ339=SUMIF(CIV!$AQ$51:$AQ$90,CB338,CIV!$BK$51:$BK$90),CB338+1,CB338)","v":2},740.2,{"$f":"SUMIF(CIV!$AQ$51:$AQ$90,CB339,CIV!$BJ$51:$BJ$90)","v":716.53351422037883}]
[339,"2008-12-04",4,"Thursday",661.9,643,620.9,618.70000000000005,631.70000000000005,641.6,567,561.1,597.1,592.6,592.4,586.4,563.79999999999995,589.20000000000005,599.4,586.4,580.70000000000005,601.79999999999995,767.1,755,760.2,738.8,685.5,661,15203.3,765.57172313397484,"s3","d1","s3d1",null,null,null,null,null,null,null,null,null,null,null,null,null,null,null,null,null,null,null,null,null,null,null,null,null,null,null,null,null,null,null,null,null,null,null,null,null,null,null,null,null,null,15,2,338,{"$f":"OFFSET(CIV!$D$1,IF($CA$1,BX340,366-BX340),BY340)","v":593.20000000000005},{"$f":"IF(BZ340=SUMIF(CIV!$AQ$51:$AQ$90,CB339,CIV!$BK$51:$BK$90),CB339+1,CB339)","v":2},740.1,{"$f":"SUMIF(CIV!$AQ$51:$AQ$90,CB340,CIV!$BJ$51:$BJ$90)","v":716.53351422037883}]
[340,"2008-12-05",5,"Friday",633.29999999999995,618.20000000000005,602.29999999999995,600,613.29999999999995,626.6,538.1,539.79999999999995,578.20000000000005,590.79999999999995,599.1,578.5,562.6,576,590.79999999999995,578.1,584.6,613.5,751.3,748,727.2,700.9,654.1,622.70000000000005,14828.000000000002,764.14455082057736,"s3","d1","s3d1",null,null,null,null,null,null,null,null,null,null,null,null,null,null,null,null,null,null,null,null,null,null,null,null,null,null,null,null,null,null,null,null,null,null,null,null,null,null,null,null,null,null,15,3,339,{"$f":"OFFSET(CIV!$D$1,IF($CA$1,BX341,366-BX341),BY341)","v":580},{"$f":"IF(BZ341=SUMIF(CIV!$AQ$51:$AQ$90,CB340,CIV!$BK$51:$BK$90),CB340+1,CB340)","v":2},740,{"$f":"SUMIF(CIV!$AQ$51:$AQ$90,CB341,CIV!$BJ$51:$BJ$90)","v":716.53351422037883}]
[341,"2008-12-06",6,"Saturday",591.20000000000005,583.6,573.4,568.70000000000005,575.70000000000005,592.29999999999995,507.1,490.6,494.3,485.2,486.4,478.9,469,467.6,463.2,471.6,473.9,528.1,694.4,702.9,702.9,691.8,669.1,622,13383.899999999998,757.17009573851965,"s3","d1","s3d1",null,null,null,null,null,null,null,null,null,null,null,null,null,null,null,null,null,null,null,null,null,null,null,null,null,null,null,null,null,null,null,null,null,null,null,null,null,null,null,null,null,null,15,4,340,{"$f":"OFFSET(CIV!$D$1,IF($CA$1,BX342,366-BX342),BY342)","v":580},{"$f":"IF(BZ342=SUMIF(CIV!$AQ$51:$AQ$90,CB341,CIV!$BK$51:$BK$90),CB341+1,CB341)","v":2},739.9,{"$f":"SUMIF(CIV!$AQ$51:$AQ$90,CB342,CIV!$BJ$51:$BJ$90)","v":716.53351422037883}]
[342,"2008-12-07",7,"Sunday",586.70000000000005,574.6,560.9,552.79999999999995,562.4,563.4,463.9,446.6,424.8,423.9,417.7,424.2,435.3,444,446,448.4,443.6,486.3,689.2,705.8,702.8,699.7,675.8,632.79999999999995,12811.599999999997,750.37308616466771,"s3","d1","s3d1",null,null,null,null,null,null,null,null,null,null,null,null,null,null,null,null,null,null,null,null,null,null,null,null,null,null,null,null,null,null,null,null,null,null,null,null,null,null,null,null,null,null,15,5,341,{"$f":"OFFSET(CIV!$D$1,IF($CA$1,BX343,366-BX343),BY343)","v":593.1},{"$f":"IF(BZ343=SUMIF(CIV!$AQ$51:$AQ$90,CB342,CIV!$BK$51:$BK$90),CB342+1,CB342)","v":2},739.9,{"$f":"SUMIF(CIV!$AQ$51:$AQ$90,CB343,CIV!$BJ$51:$BJ$90)","v":716.53351422037883}]
[343,"2008-12-08",1,"Monday",584.70000000000005,578,563.29999999999995,555.4,556.79999999999995,574.29999999999995,482.7,436.6,410.9,415.6,417.5,425,435.6,443.1,437.7,426.2,439.5,490.3,686.2,698.8,702.4,694.1,674.7,623.79999999999995,12753.2,743.95577754820101,"s3","d1","s3d1",null,null,null,null,null,null,null,null,null,null,null,null,null,null,null,null,null,null,null,null,null,null,null,null,null,null,null,null,null,null,null,null,null,null,null,null,null,null,null,null,null,null,15,6,342,{"$f":"OFFSET(CIV!$D$1,IF($CA$1,BX344,366-BX344),BY344)","v":590.29999999999995},{"$f":"IF(BZ344=SUMIF(CIV!$AQ$51:$AQ$90,CB343,CIV!$BK$51:$BK$90),CB343+1,CB343)","v":2},739.7,{"$f":"SUMIF(CIV!$AQ$51:$AQ$90,CB344,CIV!$BJ$51:$BJ$90)","v":716.53351422037883}]
[344,"2008-12-09",2,"Tuesday",601,564.70000000000005,544.79999999999995,534.9,553,542.9,512.6,536.1,581,598,589.9,594.9,580.70000000000005,598.29999999999995,605.29999999999995,597.79999999999995,593.1,602.4,768.1,769.2,774.6,752.3,714.1,670.3,14779.999999999998,746.37019979338083,"s3","d1","s3d1",null,null,null,null,null,null,null,null,null,null,null,null,null,null,null,null,null,null,null,null,null,null,null,null,null,null,null,null,null,null,null,null,null,null,null,null,null,null,null,null,null,null,15,7,343,{"$f":"OFFSET(CIV!$D$1,IF($CA$1,BX345,366-BX345),BY345)","v":541.70000000000005},{"$f":"IF(BZ345=SUMIF(CIV!$AQ$51:$AQ$90,CB344,CIV!$BK$51:$BK$90),CB344+1,CB344)","v":2},739.7,{"$f":"SUMIF(CIV!$AQ$51:$AQ$90,CB345,CIV!$BJ$51:$BJ$90)","v":716.53351422037883}]
[345,"2008-12-10",3,"Wednesday",639.1,611.5,607.29999999999995,597.29999999999995,605.1,624,547.70000000000005,564.1,601.29999999999995,597.5,612.29999999999995,597.20000000000005,595.79999999999995,615.20000000000005,632.79999999999995,618.6,603.9,607.5,781.8,787.1,778.1,763.4,721.3,676.5,15386.4,749.91317981404268,"s3","d1","s3d1",null,null,null,null,null,null,null,null,null,null,null,null,null,null,null,null,null,null,null,null,null,null,null,null,null,null,null,null,null,null,null,null,null,null,null,null,null,null,null,null,null,null,15,8,344,{"$f":"OFFSET(CIV!$D$1,IF($CA$1,BX346,366-BX346),BY346)","v":554.1},{"$f":"IF(BZ346=SUMIF(CIV!$AQ$51:$AQ$90,CB345,CIV!$BK$51:$BK$90),CB345+1,CB345)","v":2},739.7,{"$f":"SUMIF(CIV!$AQ$51:$AQ$90,CB346,CIV!$BJ$51:$BJ$90)","v":716.53351422037883}]
[346,"2008-12-11",4,"Thursday",662.1,638.9,629.1,619.1,624.79999999999995,655.6,564.29999999999995,574.4,609.6,594.29999999999995,615.5,620.4,610.20000000000005,640.6,635.70000000000005,633,601.4,613.70000000000005,787.7,796.1,795.7,764.7,734.3,682.2,15703.400000000003,753.69186183263844,"s3","d1","s3d1",null,null,null,null,null,null,null,null,null,null,null,null,null,null,null,null,null,null,null,null,null,null,null,null,null,null,null,null,null,null,null,null,null,null,null,null,null,null,null,null,null,null,15,{"$f":"BY323","v":9},345,{"$f":"OFFSET(CIV!$D$1,IF($CA$1,BX347,366-BX347),BY347)","v":557.5},{"$f":"IF(BZ347=SUMIF(CIV!$AQ$51:$AQ$90,CB346,CIV!$BK$51:$BK$90),CB346+1,CB346)","v":2},739.7,{"$f":"SUMIF(CIV!$AQ$51:$AQ$90,CB347,CIV!$BJ$51:$BJ$90)","v":716.53351422037883}]
[347,"2008-12-12",5,"Friday",658.5,648.29999999999995,631.29999999999995,595.4,625.29999999999995,651.9,570.70000000000005,570.79999999999995,598.6,608.20000000000005,601.4,621,602.29999999999995,619.5,628.4,620.79999999999995,633.29999999999995,654.9,788,790.3,775.9,744.3,696.42,643.70000000000005,15579.219999999998,757.12267564937451,"s3","d1","s3d1",null,null,null,null,null,null,null,null,null,null,null,null,null,null,null,null,null,null,null,null,null,null,null,null,null,null,null,null,null,null,null,null,null,null,null,null,null,null,null,null,null,null,15,10,346,{"$f":"OFFSET(CIV!$D$1,IF($CA$1,BX348,366-BX348),BY348)","v":572.9},{"$f":"IF(BZ348=SUMIF(CIV!$AQ$51:$AQ$90,CB347,CIV!$BK$51:$BK$90),CB347+1,CB347)","v":2},739.6,{"$f":"SUMIF(CIV!$AQ$51:$AQ$90,CB348,CIV!$BJ$51:$BJ$90)","v":716.53351422037883}]
[348,"2008-12-13",6,"Saturday",619.29999999999995,607.9,599,586.29999999999995,587.20000000000005,598.20000000000005,520.70000000000005,500.7,493.4,504.8,512.70000000000005,516.6,520.20000000000005,507.8,506.2,502.3,486.4,540.5,733.5,736.2,748,723.7,686.2,651.4,13989.2,754.76040808443713,"s3","d1","s3d1",null,null,null,null,null,null,null,null,null,null,null,null,null,null,null,null,null,null,null,null,null,null,null,null,null,null,null,null,null,null,null,null,null,null,null,null,null,null,null,null,null,null,15,11,347,{"$f":"OFFSET(CIV!$D$1,IF($CA$1,BX349,366-BX349),BY349)","v":572.29999999999995},{"$f":"IF(BZ349=SUMIF(CIV!$AQ$51:$AQ$90,CB348,CIV!$BK$51:$BK$90),CB348+1,CB348)","v":2},739.5,{"$f":"SUMIF(CIV!$AQ$51:$AQ$90,CB349,CIV!$BJ$51:$BJ$90)","v":716.53351422037883}]
[349,"2008-12-14",7,"Sunday",618.20000000000005,600.79999999999995,590.1,582.4,587.29999999999995,592.29999999999995,484.1,450.8,439.6,431.4,434.3,439,457.2,459.9,458.9,448.7,469.4,521.1,692.2,709.7,709.6,677.3,684.4,607.79999999999995,13146.5,748.50436727599345,"s3","d1","s3d1",null,null,null,null,null,null,null,null,null,null,null,null,null,null,null,null,null,null,null,null,null,null,null,null,null,null,null,null,null,null,null,null,null,null,null,null,null,null,null,null,null,null,15,12,348,{"$f":"OFFSET(CIV!$D$1,IF($CA$1,BX350,366-BX350),BY350)","v":556.79999999999995},{"$f":"IF(BZ350=SUMIF(CIV!$AQ$51:$AQ$90,CB349,CIV!$BK$51:$BK$90),CB349+1,CB349)","v":2},739.3,{"$f":"SUMIF(CIV!$AQ$51:$AQ$90,CB350,CIV!$BJ$51:$BJ$90)","v":716.53351422037883}]
[350,"2008-12-15",1,"Monday",588.79999999999995,575.1,561.4,559.5,566.20000000000005,574.70000000000005,506.8,534.5,553.29999999999995,586,606.20000000000005,617.4,590.1,608.70000000000005,630.5,636.4,602.79999999999995,603.1,769.9,785.8,775.7,759.9,737.3,665.7,14995.8,750.64393054839411,"s3","d1","s3d1",null,null,null,null,null,null,null,null,null,null,null,null,null,null,null,null,null,null,null,null,null,null,null,null,null,null,null,null,null,null,null,null,null,null,null,null,null,null,null,null,null,null,15,13,349,{"$f":"OFFSET(CIV!$D$1,IF($CA$1,BX351,366-BX351),BY351)","v":562.4},{"$f":"IF(BZ351=SUMIF(CIV!$AQ$51:$AQ$90,CB350,CIV!$BK$51:$BK$90),CB350+1,CB350)","v":2},739.3,{"$f":"SUMIF(CIV!$AQ$51:$AQ$90,CB351,CIV!$BJ$51:$BJ$90)","v":716.53351422037883}]
[351,"2008-12-16",2,"Tuesday",645.5,621.79999999999995,611.1,584.6,580.29999999999995,606,542.5,550.29999999999995,580.70000000000005,588.9,595.20000000000005,593.4,596.1,615,630.4,614.70000000000005,593.79999999999995,596.9,770.5,766.2,760.1,737.6,709,658,15148.6,752.62953749355484,"s3","d1","s3d1",null,null,null,null,null,null,null,null,null,null,null,null,null,null,null,null,null,null,null,null,null,null,null,null,null,null,null,null,null,null,null,null,null,null,null,null,null,null,null,null,null,null,15,14,350,{"$f":"OFFSET(CIV!$D$1,IF($CA$1,BX352,366-BX352),BY352)","v":579.70000000000005},{"$f":"IF(BZ352=SUMIF(CIV!$AQ$51:$AQ$90,CB351,CIV!$BK$51:$BK$90),CB351+1,CB351)","v":2},739.3,{"$f":"SUMIF(CIV!$AQ$51:$AQ$90,CB352,CIV!$BJ$51:$BJ$90)","v":716.53351422037883}]
[352,"2008-12-17",3,"Wednesday",632,614.79999999999995,602.1,595.5,594.29999999999995,617.5,536.29999999999995,548.70000000000005,576.70000000000005,578.1,582.20000000000005,592.9,585.4,609.5,618.79999999999995,619.4,599.5,598.9,778.2,781.8,778.6,763.7,723.9,683.9,15212.699999999999,755.18658374419942,"s3","d1","s3d1",null,null,null,null,null,null,null,null,null,null,null,null,null,null,null,null,null,null,null,null,null,null,null,null,null,null,null,null,null,null,null,null,null,null,null,null,null,null,null,null,null,null,15,15,351,{"$f":"OFFSET(CIV!$D$1,IF($CA$1,BX353,366-BX353),BY353)","v":588.29999999999995},{"$f":"IF(BZ353=SUMIF(CIV!$AQ$51:$AQ$90,CB352,CIV!$BK$51:$BK$90),CB352+1,CB352)","v":2},739.3,{"$f":"SUMIF(CIV!$AQ$51:$AQ$90,CB353,CIV!$BJ$51:$BJ$90)","v":716.53351422037883}]
[353,"2008-12-18",4,"Thursday",642.4,633.5,622.29999999999995,616.79999999999995,623.79999999999995,647.5,565,564.9,596.5,601.29999999999995,597.6,599.70000000000005,587.79999999999995,588.29999999999995,602.9,610.9,601.29999999999995,625.1,781.3,789.6,763.9,752,715.7,673.9,15403.999999999998,757.79792536977948,"s3","d1","s3d1",null,null,null,null,null,null,null,null,null,null,null,null,null,null,null,null,null,null,null,null,null,null,null,null,null,null,null,null,null,null,null,null,null,null,null,null,null,null,null,null,null,null,15,16,352,{"$f":"OFFSET(CIV!$D$1,IF($CA$1,BX354,366-BX354),BY354)","v":587.20000000000005},{"$f":"IF(BZ354=SUMIF(CIV!$AQ$51:$AQ$90,CB353,CIV!$BK$51:$BK$90),CB353+1,CB353)","v":2},739.3,{"$f":"SUMIF(CIV!$AQ$51:$AQ$90,CB354,CIV!$BJ$51:$BJ$90)","v":716.53351422037883}]
[354,"2008-12-19",5,"Friday",643.70000000000005,628.4,616.6,610.4,617.79999999999995,639.70000000000005,557.4,570.70000000000005,581.9,582.6,599.9,595.9,596.20000000000005,607.1,624.70000000000005,616.29999999999995,584.4,585.1,771.2,779.5,777,761.7,734.9,681.9,15364.999999999998,759.1381328328016,"s3","d1","s3d1",null,null,null,null,null,null,null,null,null,null,null,null,null,null,null,null,null,null,null,null,null,null,null,null,null,null,null,null,null,null,null,null,null,null,null,null,null,null,null,null,null,null,15,17,353,{"$f":"OFFSET(CIV!$D$1,IF($CA$1,BX355,366-BX355),BY355)","v":570.70000000000005},{"$f":"IF(BZ355=SUMIF(CIV!$AQ$51:$AQ$90,CB354,CIV!$BK$51:$BK$90),CB354+1,CB354)","v":2},739.1,{"$f":"SUMIF(CIV!$AQ$51:$AQ$90,CB355,CIV!$BJ$51:$BJ$90)","v":716.53351422037883}]
[355,"2008-12-20",6,"Saturday",688.4,654.9,630.5,620.6,628.6,638.9,538,513.79999999999995,523.9,509.3,523.1,521.1,521.4,511.8,514.6,510.2,517.5,531.20000000000005,756.6,754.1,753.2,745.1,710.2,678.3,14495.300000000003,758.88431954952148,"s3","d1","s3d1",null,null,null,null,null,null,null,null,null,null,null,null,null,null,null,null,null,null,null,null,null,null,null,null,null,null,null,null,null,null,null,null,null,null,null,null,null,null,null,null,null,null,15,18,354,{"$f":"OFFSET(CIV!$D$1,IF($CA$1,BX356,366-BX356),BY356)","v":554.9},{"$f":"IF(BZ356=SUMIF(CIV!$AQ$51:$AQ$90,CB355,CIV!$BK$51:$BK$90),CB355+1,CB355)","v":2},739,{"$f":"SUMIF(CIV!$AQ$51:$AQ$90,CB356,CIV!$BJ$51:$BJ$90)","v":716.53351422037883}]
[356,"2008-12-21",7,"Sunday",649.4,629.5,613,604,601.1,614.6,520.4,467,437.4,429.2,438.8,435,458.7,472.3,463.7,460.7,464.5,512.20000000000005,725.2,734.5,740.9,731.2,701,660.5,13564.800000000001,755.51588759456934,"s3","d1","s3d1",null,null,null,null,null,null,null,null,null,null,null,null,null,null,null,null,null,null,null,null,null,null,null,null,null,null,null,null,null,null,null,null,null,null,null,null,null,null,null,null,null,null,15,19,355,{"$f":"OFFSET(CIV!$D$1,IF($CA$1,BX357,366-BX357),BY357)","v":702.6},{"$f":"IF(BZ357=SUMIF(CIV!$AQ$51:$AQ$90,CB356,CIV!$BK$51:$BK$90),CB356+1,CB356)","v":2},739,{"$f":"SUMIF(CIV!$AQ$51:$AQ$90,CB357,CIV!$BJ$51:$BJ$90)","v":716.53351422037883}]
[357,"2008-12-22",1,"Monday",630.9,615.70000000000005,600.79999999999995,589.1,591.29999999999995,614.20000000000005,544.79999999999995,564.29999999999995,601.29999999999995,602.4,604.79999999999995,608.79999999999995,592.29999999999995,614.20000000000005,630.4,630.6,602.20000000000005,613.1,788.8,791.7,780.4,781.4,726.1,710.2,15429.800000000003,758.84429883511245,"s3","d1","s3d1",null,null,null,null,null,null,null,null,null,null,null,null,null,null,null,null,null,null,null,null,null,null,null,null,null,null,null,null,null,null,null,null,null,null,null,null,null,null,null,null,null,null,15,20,356,{"$f":"OFFSET(CIV!$D$1,IF($CA$1,BX358,366-BX358),BY358)","v":697.5},{"$f":"IF(BZ358=SUMIF(CIV!$AQ$51:$AQ$90,CB357,CIV!$BK$51:$BK$90),CB357+1,CB357)","v":2},738.9,{"$f":"SUMIF(CIV!$AQ$51:$AQ$90,CB358,CIV!$BJ$51:$BJ$90)","v":716.53351422037883}]
[358,"2008-12-23",2,"Tuesday",674.2,653.5,642.20000000000005,633.9,641.29999999999995,662.4,578.70000000000005,581.6,611.5,615.6,624.9,619.5,597.29999999999995,608.1,626.29999999999995,626.1,603.29999999999995,598.1,753,766.4,778.3,770,746.8,691,15703.999999999998,758.25986895160122,"s3","d1","s3d1",null,null,null,null,null,null,null,null,null,null,null,null,null,null,null,null,null,null,null,null,null,null,null,null,null,null,null,null,null,null,null,null,null,null,null,null,null,null,null,null,null,null,15,21,357,{"$f":"OFFSET(CIV!$D$1,IF($CA$1,BX359,366-BX359),BY359)","v":695.4},{"$f":"IF(BZ359=SUMIF(CIV!$AQ$51:$AQ$90,CB358,CIV!$BK$51:$BK$90),CB358+1,CB358)","v":2},738.8,{"$f":"SUMIF(CIV!$AQ$51:$AQ$90,CB359,CIV!$BJ$51:$BJ$90)","v":716.53351422037883}]
[359,"2008-12-24",3,"Wednesday",676.1,653.29999999999995,639.6,630.1,634.20000000000005,651,568.1,569.29999999999995,595.79999999999995,602.79999999999995,607.70000000000005,595.79999999999995,584.79999999999995,569.29999999999995,554.20000000000005,536.29999999999995,528,544.20000000000005,765.4,765,754.3,710.2,696.2,644.1,15075.800000000003,758.97388205644108,"s3","d1","s3d1",null,null,null,null,null,null,null,null,null,null,null,null,null,null,null,null,null,null,null,null,null,null,null,null,null,null,null,null,null,null,null,null,null,null,null,null,null,null,null,null,null,null,15,22,358,{"$f":"OFFSET(CIV!$D$1,IF($CA$1,BX360,366-BX360),BY360)","v":687.6},{"$f":"IF(BZ360=SUMIF(CIV!$AQ$51:$AQ$90,CB359,CIV!$BK$51:$BK$90),CB359+1,CB359)","v":2},738.7,{"$f":"SUMIF(CIV!$AQ$51:$AQ$90,CB360,CIV!$BJ$51:$BJ$90)","v":716.53351422037883}]
[360,"2008-12-25",4,"Thursday",651,629.20000000000005,604.5,590.6,589.9,593.5,490.6,444.7,441.5,432.5,431.3,442.1,442.2,446.7,460,458.3,450.6,485.4,695.7,722.3,718,719.4,698.5,655.7,13294.2,752.64649385079701,"s3","d1","s3d1",null,null,null,null,null,null,null,null,null,null,null,null,null,null,null,null,null,null,null,null,null,null,null,null,null,null,null,null,null,null,null,null,null,null,null,null,null,null,null,null,null,null,15,23,359,{"$f":"OFFSET(CIV!$D$1,IF($CA$1,BX361,366-BX361),BY361)","v":680.2},{"$f":"IF(BZ361=SUMIF(CIV!$AQ$51:$AQ$90,CB360,CIV!$BK$51:$BK$90),CB360+1,CB360)","v":2},738.6,{"$f":"SUMIF(CIV!$AQ$51:$AQ$90,CB361,CIV!$BJ$51:$BJ$90)","v":716.53351422037883}]
[361,"2008-12-26",5,"Friday",621.79999999999995,604.1,576.9,565.4,579.5,608.79999999999995,527.4,554.70000000000005,583.29999999999995,587.5,598.1,592.29999999999995,575.5,597.29999999999995,613.79999999999995,612.1,590.1,588.9,785.7,783.1,772.7,775.1,737.7,696.6,15128.400000000005,755.95184446571739,"s3","d1","s3d1",null,null,null,null,null,null,null,null,null,null,null,null,null,null,null,null,null,null,null,null,null,null,null,null,null,null,null,null,null,null,null,null,null,null,null,null,null,null,null,null,null,null,15,24,360,{"$f":"OFFSET(CIV!$D$1,IF($CA$1,BX362,366-BX362),BY362)","v":642.20000000000005},{"$f":"IF(BZ362=SUMIF(CIV!$AQ$51:$AQ$90,CB361,CIV!$BK$51:$BK$90),CB361+1,CB361)","v":2},738.6,{"$f":"SUMIF(CIV!$AQ$51:$AQ$90,CB362,CIV!$BJ$51:$BJ$90)","v":716.53351422037883}]
[362,"2008-12-27",6,"Saturday",664.7,644.70000000000005,632.20000000000005,629.9,637.5,624.5,556.9,526.4,532.5,530.20000000000005,534,532.70000000000005,527,526.5,522.29999999999995,516.20000000000005,510.7,545.79999999999995,763.7,766.2,777.4,758.3,724.4,693.2,14677.9,756.7266600191457,"s3","d1","s3d1",null,null,null,null,null,null,null,null,null,null,null,null,null,null,null,null,null,null,null,null,null,null,null,null,null,null,null,null,null,null,null,null,null,null,null,null,null,null,null,null,null,null,16,1,361,{"$f":"OFFSET(CIV!$D$1,IF($CA$1,BX363,366-BX363),BY363)","v":618.6},{"$f":"IF(BZ363=SUMIF(CIV!$AQ$51:$AQ$90,CB362,CIV!$BK$51:$BK$90),CB362+1,CB362)","v":2},738.5,{"$f":"SUMIF(CIV!$AQ$51:$AQ$90,CB363,CIV!$BJ$51:$BJ$90)","v":716.53351422037883}]
[363,"2008-12-28",7,"Sunday",675.9,648.6,631.70000000000005,622.5,614.29999999999995,628.20000000000005,535.5,495.6,481.3,475.5,481.8,470.1,475.2,469.9,476,478.6,480.1,494.3,717.8,733.4,732.7,732,720.2,679.4,13950.6,752.83399401723113,"s3","d1","s3d1",null,null,null,null,null,null,null,null,null,null,null,null,null,null,null,null,null,null,null,null,null,null,null,null,null,null,null,null,null,null,null,null,null,null,null,null,null,null,null,null,null,null,16,2,362,{"$f":"OFFSET(CIV!$D$1,IF($CA$1,BX364,366-BX364),BY364)","v":601.5},{"$f":"IF(BZ364=SUMIF(CIV!$AQ$51:$AQ$90,CB363,CIV!$BK$51:$BK$90),CB363+1,CB363)","v":2},738.4,{"$f":"SUMIF(CIV!$AQ$51:$AQ$90,CB364,CIV!$BJ$51:$BJ$90)","v":716.53351422037883}]
[364,"2008-12-29",1,"Monday",643,614.4,604,601.5,618.20000000000005,629.1,548.1,571.79999999999995,603,607.70000000000005,595.5,597.29999999999995,591.6,600.5,627.70000000000005,624.29999999999995,604.1,597.9,782.1,794.4,780.8,747.3,716.5,689,15389.8,755.76059461550813,"s3","d1","s3d1",null,null,null,null,null,null,null,null,null,null,null,null,null,null,null,null,null,null,null,null,null,null,null,null,null,null,null,null,null,null,null,null,null,null,null,null,null,null,null,null,null,null,16,3,363,{"$f":"OFFSET(CIV!$D$1,IF($CA$1,BX365,366-BX365),BY365)","v":584.4},{"$f":"IF(BZ365=SUMIF(CIV!$AQ$51:$AQ$90,CB364,CIV!$BK$51:$BK$90),CB364+1,CB364)","v":2},738.4,{"$f":"SUMIF(CIV!$AQ$51:$AQ$90,CB365,CIV!$BJ$51:$BJ$90)","v":716.53351422037883}]
[365,"2008-12-30",2,"Tuesday",653.5,623.1,606.6,606.29999999999995,636.79999999999995,641.9,565,610.5,621.9,632.4,604.5,608.9,604.6,620.20000000000005,625.20000000000005,617.5,595,592,776.1,803.6,766.2,776.8,727.9,712.7,15629.200000000003,757.79453515395733,"s3","d1","s3d1",null,null,null,null,null,null,null,null,null,null,null,null,null,null,null,null,null,null,null,null,null,null,null,null,null,null,null,null,null,null,null,null,null,null,null,null,null,null,null,null,null,null,16,4,364,{"$f":"OFFSET(CIV!$D$1,IF($CA$1,BX366,366-BX366),BY366)","v":575.5},{"$f":"IF(BZ366=SUMIF(CIV!$AQ$51:$AQ$90,CB365,CIV!$BK$51:$BK$90),CB365+1,CB365)","v":2},738.3,{"$f":"SUMIF(CIV!$AQ$51:$AQ$90,CB366,CIV!$BJ$51:$BJ$90)","v":716.53351422037883}]
[366,"2008-12-31",3,"Wednesday",682.2,657.3,640.5,631.9,640.70000000000005,661.5,571.6,567,595.1,593.1,596.5,583.79999999999995,574.6,558.20000000000005,542.70000000000005,533.29999999999995,487.1,505.3,713.9,739.4,735.2,707,681.9,665.6,{"$f":"SUM(E367:AB367)","v":14865.400000000001},{"$f":"AD366*(1-$AH$1)+W367*$AH$1","v":753.40508163856157},{"$f":"IF(AND(A367>$AJ$6,A367<$AJ$7),\"s2\",IF(A367<=$AJ$6,\"s1\",\"s3\"))","v":"s3"},"d1",{"$f":"AE367&AF367","v":"s3d1"},null,null,null,null,null,null,null,null,null,null,null,null,null,null,null,null,null,null,null,null,null,null,null,null,null,null,null,null,null,null,null,null,null,null,null,null,null,null,null,null,null,null,16,5,365,{"$f":"OFFSET(CIV!$D$1,IF($CA$1,BX367,366-BX367),BY367)","v":579},{"$f":"IF(BZ367=SUMIF(CIV!$AQ$51:$AQ$90,CB366,CIV!$BK$51:$BK$90),CB366+1,CB366)","v":2},738.3,{"$f":"SUMIF(CIV!$AQ$51:$AQ$90,CB367,CIV!$BJ$51:$BJ$90)","v":716.53351422037883}]
[null,null,null,null,null,null,null,null,null,null,null,null,null,null,null,null,null,null,null,null,null,null,null,null,null,null,null,null,null,null,null,null,null,null,null,null,null,null,null,null,null,null,null,null,null,null,null,null,null,null,null,null,null,null,null,null,null,null,null,null,null,null,null,null,null,null,null,null,null,null,null,null,null,null,null,16,6,366,{"$f":"OFFSET(CIV!$D$1,IF($CA$1,BX368,366-BX368),BY368)","v":605.79999999999995},{"$f":"IF(BZ368=SUMIF(CIV!$AQ$51:$AQ$90,CB367,CIV!$BK$51:$BK$90),CB367+1,CB367)","v":2},738.2,{"$f":"SUMIF(CIV!$AQ$51:$AQ$90,CB368,CIV!$BJ$51:$BJ$90)","v":716.53351422037883}]
[null,null,null,null,null,null,null,null,null,null,null,null,null,null,null,null,null,null,null,null,null,null,null,null,null,null,null,null,null,null,null,null,null,null,null,null,null,null,null,null,null,null,null,null,null,null,null,null,null,null,null,null,null,null,null,null,null,null,null,null,null,null,null,null,null,null,null,null,null,null,null,null,null,null,null,16,7,367,{"$f":"OFFSET(CIV!$D$1,IF($CA$1,BX369,366-BX369),BY369)","v":542.4},{"$f":"IF(BZ369=SUMIF(CIV!$AQ$51:$AQ$90,CB368,CIV!$BK$51:$BK$90),CB368+1,CB368)","v":2},738,{"$f":"SUMIF(CIV!$AQ$51:$AQ$90,CB369,CIV!$BJ$51:$BJ$90)","v":716.53351422037883}]
[null,null,null,null,null,null,null,null,null,null,null,null,null,null,null,null,null,null,null,null,null,null,null,null,null,null,null,null,null,null,null,null,null,null,null,null,null,null,null,null,null,null,null,null,null,null,null,null,null,null,null,null,null,null,null,null,null,null,null,null,null,null,null,null,null,null,null,null,null,null,null,null,null,null,null,16,8,368,{"$f":"OFFSET(CIV!$D$1,IF($CA$1,BX370,366-BX370),BY370)","v":548.79999999999995},{"$f":"IF(BZ370=SUMIF(CIV!$AQ$51:$AQ$90,CB369,CIV!$BK$51:$BK$90),CB369+1,CB369)","v":2},737.8,{"$f":"SUMIF(CIV!$AQ$51:$AQ$90,CB370,CIV!$BJ$51:$BJ$90)","v":716.53351422037883}]
[null,null,null,null,null,null,null,null,null,null,null,null,null,null,null,null,null,null,null,null,null,null,null,null,null,null,null,null,null,null,null,null,null,null,null,null,null,null,null,null,null,null,null,null,null,null,null,null,null,null,null,null,null,null,null,null,null,null,null,null,null,null,null,null,null,null,null,null,null,null,null,null,null,null,null,16,9,369,{"$f":"OFFSET(CIV!$D$1,IF($CA$1,BX371,366-BX371),BY371)","v":581.70000000000005},{"$f":"IF(BZ371=SUMIF(CIV!$AQ$51:$AQ$90,CB370,CIV!$BK$51:$BK$90),CB370+1,CB370)","v":2},737.8,{"$f":"SUMIF(CIV!$AQ$51:$AQ$90,CB371,CIV!$BJ$51:$BJ$90)","v":716.53351422037883}]
[null,null,null,null,null,null,null,null,null,null,null,null,null,null,null,null,null,null,null,null,null,null,null,null,null,null,null,null,null,null,null,null,null,null,null,null,null,null,null,null,null,null,null,null,null,null,null,null,null,null,null,null,null,null,null,null,null,null,null,null,null,null,null,null,null,null,null,null,null,null,null,null,null,null,null,16,10,370,{"$f":"OFFSET(CIV!$D$1,IF($CA$1,BX372,366-BX372),BY372)","v":571.4},{"$f":"IF(BZ372=SUMIF(CIV!$AQ$51:$AQ$90,CB371,CIV!$BK$51:$BK$90),CB371+1,CB371)","v":2},737.7,{"$f":"SUMIF(CIV!$AQ$51:$AQ$90,CB372,CIV!$BJ$51:$BJ$90)","v":716.53351422037883}]
[null,null,null,null,null,null,null,null,null,null,null,null,null,null,null,null,null,null,null,null,null,null,null,null,null,null,null,null,null,null,null,null,null,null,null,null,null,null,null,null,null,null,null,null,null,null,null,null,null,null,null,null,null,null,null,null,null,null,null,null,null,null,null,null,null,null,null,null,null,null,null,null,null,null,null,16,11,371,{"$f":"OFFSET(CIV!$D$1,IF($CA$1,BX373,366-BX373),BY373)","v":577},{"$f":"IF(BZ373=SUMIF(CIV!$AQ$51:$AQ$90,CB372,CIV!$BK$51:$BK$90),CB372+1,CB372)","v":2},737.7,{"$f":"SUMIF(CIV!$AQ$51:$AQ$90,CB373,CIV!$BJ$51:$BJ$90)","v":716.53351422037883}]
[null,null,null,null,null,null,null,null,null,null,null,null,null,null,null,null,null,null,null,null,null,null,null,null,null,null,null,null,null,null,null,null,null,null,null,null,null,null,null,null,null,null,null,null,null,null,null,null,null,null,null,null,null,null,null,null,null,null,null,null,null,null,null,null,null,null,null,null,null,null,null,null,null,null,null,16,12,372,{"$f":"OFFSET(CIV!$D$1,IF($CA$1,BX374,366-BX374),BY374)","v":562.4},{"$f":"IF(BZ374=SUMIF(CIV!$AQ$51:$AQ$90,CB373,CIV!$BK$51:$BK$90),CB373+1,CB373)","v":2},737.6,{"$f":"SUMIF(CIV!$AQ$51:$AQ$90,CB374,CIV!$BJ$51:$BJ$90)","v":716.53351422037883}]
[null,null,null,null,null,null,null,null,null,null,null,null,null,null,null,null,null,null,null,null,null,null,null,null,null,null,null,null,null,null,null,null,null,null,null,null,null,null,null,null,null,null,null,null,null,null,null,null,null,null,null,null,null,null,null,null,null,null,null,null,null,null,null,null,null,null,null,null,null,null,null,null,null,null,null,16,13,373,{"$f":"OFFSET(CIV!$D$1,IF($CA$1,BX375,366-BX375),BY375)","v":545.82000000000005},{"$f":"IF(BZ375=SUMIF(CIV!$AQ$51:$AQ$90,CB374,CIV!$BK$51:$BK$90),CB374+1,CB374)","v":2},737.6,{"$f":"SUMIF(CIV!$AQ$51:$AQ$90,CB375,CIV!$BJ$51:$BJ$90)","v":716.53351422037883}]
[null,null,null,null,null,null,null,null,null,null,null,null,null,null,null,null,null,null,null,null,null,null,null,null,null,null,null,null,null,null,null,null,null,null,null,null,null,null,null,null,null,null,null,null,null,null,null,null,null,null,null,null,null,null,null,null,null,null,null,null,null,null,null,null,null,null,null,null,null,null,null,null,null,null,null,16,14,374,{"$f":"OFFSET(CIV!$D$1,IF($CA$1,BX376,366-BX376),BY376)","v":563.79999999999995},{"$f":"IF(BZ376=SUMIF(CIV!$AQ$51:$AQ$90,CB375,CIV!$BK$51:$BK$90),CB375+1,CB375)","v":2},737.5,{"$f":"SUMIF(CIV!$AQ$51:$AQ$90,CB376,CIV!$BJ$51:$BJ$90)","v":716.53351422037883}]
[null,null,null,null,null,null,null,null,null,null,null,null,null,null,null,null,null,null,null,null,null,null,null,null,null,null,null,null,null,null,null,null,null,null,null,null,null,null,null,null,null,null,null,null,null,null,null,null,null,null,null,null,null,null,null,null,null,null,null,null,null,null,null,null,null,null,null,null,null,null,null,null,null,null,null,16,15,375,{"$f":"OFFSET(CIV!$D$1,IF($CA$1,BX377,366-BX377),BY377)","v":578.5},{"$f":"IF(BZ377=SUMIF(CIV!$AQ$51:$AQ$90,CB376,CIV!$BK$51:$BK$90),CB376+1,CB376)","v":2},737.5,{"$f":"SUMIF(CIV!$AQ$51:$AQ$90,CB377,CIV!$BJ$51:$BJ$90)","v":716.53351422037883}]
[null,null,null,null,null,null,null,null,null,null,null,null,null,null,null,null,null,null,null,null,null,null,null,null,null,null,null,null,null,null,null,null,null,null,null,null,null,null,null,null,null,null,null,null,null,null,null,null,null,null,null,null,null,null,null,null,null,null,null,null,null,null,null,null,null,null,null,null,null,null,null,null,null,null,null,16,16,376,{"$f":"OFFSET(CIV!$D$1,IF($CA$1,BX378,366-BX378),BY378)","v":572.9},{"$f":"IF(BZ378=SUMIF(CIV!$AQ$51:$AQ$90,CB377,CIV!$BK$51:$BK$90),CB377+1,CB377)","v":2},737.4,{"$f":"SUMIF(CIV!$AQ$51:$AQ$90,CB378,CIV!$BJ$51:$BJ$90)","v":716.53351422037883}]
[null,null,null,null,null,null,null,null,null,null,null,null,null,null,null,null,null,null,null,null,null,null,null,null,null,null,null,null,null,null,null,null,null,null,null,null,null,null,null,null,null,null,null,null,null,null,null,null,null,null,null,null,null,null,null,null,null,null,null,null,null,null,null,null,null,null,null,null,null,null,null,null,null,null,null,16,17,377,{"$f":"OFFSET(CIV!$D$1,IF($CA$1,BX379,366-BX379),BY379)","v":564.20000000000005},{"$f":"IF(BZ379=SUMIF(CIV!$AQ$51:$AQ$90,CB378,CIV!$BK$51:$BK$90),CB378+1,CB378)","v":2},737.4,{"$f":"SUMIF(CIV!$AQ$51:$AQ$90,CB379,CIV!$BJ$51:$BJ$90)","v":716.53351422037883}]
[null,null,null,null,null,null,null,null,null,null,null,null,null,null,null,null,null,null,null,null,null,null,null,null,null,null,null,null,null,null,null,null,null,null,null,null,null,null,null,null,null,null,null,null,null,null,null,null,null,null,null,null,null,null,null,null,null,null,null,null,null,null,null,null,null,null,null,null,null,null,null,null,null,null,null,16,18,378,{"$f":"OFFSET(CIV!$D$1,IF($CA$1,BX380,366-BX380),BY380)","v":537.70000000000005},{"$f":"IF(BZ380=SUMIF(CIV!$AQ$51:$AQ$90,CB379,CIV!$BK$51:$BK$90),CB379+1,CB379)","v":2},737.3,{"$f":"SUMIF(CIV!$AQ$51:$AQ$90,CB380,CIV!$BJ$51:$BJ$90)","v":716.53351422037883}]
[null,null,null,null,null,null,null,null,null,null,null,null,null,null,null,null,null,null,null,null,null,null,null,null,null,null,null,null,null,null,null,null,null,null,null,null,null,null,null,null,null,null,null,null,null,null,null,null,null,null,null,null,null,null,null,null,null,null,null,null,null,null,null,null,null,null,null,null,null,null,null,null,null,null,null,16,19,379,{"$f":"OFFSET(CIV!$D$1,IF($CA$1,BX381,366-BX381),BY381)","v":708.4},{"$f":"IF(BZ381=SUMIF(CIV!$AQ$51:$AQ$90,CB380,CIV!$BK$51:$BK$90),CB380+1,CB380)","v":2},737.2,{"$f":"SUMIF(CIV!$AQ$51:$AQ$90,CB381,CIV!$BJ$51:$BJ$90)","v":716.53351422037883}]
[null,null,null,null,null,null,null,null,null,null,null,null,null,null,null,null,null,null,null,null,null,null,null,null,null,null,null,null,null,null,null,null,null,null,null,null,null,null,null,null,null,null,null,null,null,null,null,null,null,null,null,null,null,null,null,null,null,null,null,null,null,null,null,null,null,null,null,null,null,null,null,null,null,null,null,16,20,380,{"$f":"OFFSET(CIV!$D$1,IF($CA$1,BX382,366-BX382),BY382)","v":712.3},{"$f":"IF(BZ382=SUMIF(CIV!$AQ$51:$AQ$90,CB381,CIV!$BK$51:$BK$90),CB381+1,CB381)","v":2},737.1,{"$f":"SUMIF(CIV!$AQ$51:$AQ$90,CB382,CIV!$BJ$51:$BJ$90)","v":716.53351422037883}]
[null,null,null,null,null,null,null,null,null,null,null,null,null,null,null,null,null,null,null,null,null,null,null,null,null,null,null,null,null,null,null,null,null,null,null,null,null,null,null,null,null,null,null,null,null,null,null,null,null,null,null,null,null,null,null,null,null,null,null,null,null,null,null,null,null,null,null,null,null,null,null,null,null,null,null,16,21,381,{"$f":"OFFSET(CIV!$D$1,IF($CA$1,BX383,366-BX383),BY383)","v":716.4},{"$f":"IF(BZ383=SUMIF(CIV!$AQ$51:$AQ$90,CB382,CIV!$BK$51:$BK$90),CB382+1,CB382)","v":2},736.9,{"$f":"SUMIF(CIV!$AQ$51:$AQ$90,CB383,CIV!$BJ$51:$BJ$90)","v":716.53351422037883}]
[null,null,null,null,null,null,null,null,null,null,null,null,null,null,null,null,null,null,null,null,null,null,null,null,null,null,null,null,null,null,null,null,null,null,null,null,null,null,null,null,null,null,null,null,null,null,null,null,null,null,null,null,null,null,null,null,null,null,null,null,null,null,null,null,null,null,null,null,null,null,null,null,null,null,null,16,22,382,{"$f":"OFFSET(CIV!$D$1,IF($CA$1,BX384,366-BX384),BY384)","v":691.4},{"$f":"IF(BZ384=SUMIF(CIV!$AQ$51:$AQ$90,CB383,CIV!$BK$51:$BK$90),CB383+1,CB383)","v":2},736.9,{"$f":"SUMIF(CIV!$AQ$51:$AQ$90,CB384,CIV!$BJ$51:$BJ$90)","v":716.53351422037883}]
[null,null,null,null,null,null,null,null,null,null,null,null,null,null,null,null,null,null,null,null,null,null,null,null,null,null,null,null,null,null,null,null,null,null,null,null,null,null,null,null,null,null,null,null,null,null,null,null,null,null,null,null,null,null,null,null,null,null,null,null,null,null,null,null,null,null,null,null,null,null,null,null,null,null,null,16,23,383,{"$f":"OFFSET(CIV!$D$1,IF($CA$1,BX385,366-BX385),BY385)","v":660.9},{"$f":"IF(BZ385=SUMIF(CIV!$AQ$51:$AQ$90,CB384,CIV!$BK$51:$BK$90),CB384+1,CB384)","v":2},736.8,{"$f":"SUMIF(CIV!$AQ$51:$AQ$90,CB385,CIV!$BJ$51:$BJ$90)","v":716.53351422037883}]
[null,null,null,null,null,null,null,null,null,null,null,null,null,null,null,null,null,null,null,null,null,null,null,null,null,null,null,null,null,null,null,null,null,null,null,null,null,null,null,null,null,null,null,null,null,null,null,null,null,null,null,null,null,null,null,null,null,null,null,null,null,null,null,null,null,null,null,null,null,null,null,null,null,null,null,16,24,384,{"$f":"OFFSET(CIV!$D$1,IF($CA$1,BX386,366-BX386),BY386)","v":615},{"$f":"IF(BZ386=SUMIF(CIV!$AQ$51:$AQ$90,CB385,CIV!$BK$51:$BK$90),CB385+1,CB385)","v":2},736.8,{"$f":"SUMIF(CIV!$AQ$51:$AQ$90,CB386,CIV!$BJ$51:$BJ$90)","v":716.53351422037883}]
[null,null,null,null,null,null,null,null,null,null,null,null,null,null,null,null,null,null,null,null,null,null,null,null,null,null,null,null,null,null,null,null,null,null,null,null,null,null,null,null,null,null,null,null,null,null,null,null,null,null,null,null,null,null,null,null,null,null,null,null,null,null,null,null,null,null,null,null,null,null,null,null,null,null,null,{"$f":"ROUNDDOWN((BZ387-1)/24,0)+1","v":17},1,385,{"$f":"OFFSET(CIV!$D$1,IF($CA$1,BX387,366-BX387),BY387)","v":580},{"$f":"IF(BZ387=SUMIF(CIV!$AQ$51:$AQ$90,CB386,CIV!$BK$51:$BK$90),CB386+1,CB386)","v":2},736.8,{"$f":"SUMIF(CIV!$AQ$51:$AQ$90,CB387,CIV!$BJ$51:$BJ$90)","v":716.53351422037883}]
[null,null,null,null,null,null,null,null,null,null,null,null,null,null,null,null,null,null,null,null,null,null,null,null,null,null,null,null,null,null,null,null,null,null,null,null,null,null,null,null,null,null,null,null,null,null,null,null,null,null,null,null,null,null,null,null,null,null,null,null,null,null,null,null,null,null,null,null,null,null,null,null,null,null,null,17,2,{"$f":"BZ387+1","v":386},{"$f":"OFFSET(CIV!$D$1,IF($CA$1,BX388,366-BX388),BY388)","v":560.4},{"$f":"IF(BZ388=SUMIF(CIV!$AQ$51:$AQ$90,CB387,CIV!$BK$51:$BK$90),CB387+1,CB387)","v":2},736.8,{"$f":"SUMIF(CIV!$AQ$51:$AQ$90,CB388,CIV!$BJ$51:$BJ$90)","v":716.53351422037883}]
[null,null,null,null,null,null,null,null,null,null,null,null,null,null,null,null,null,null,null,null,null,null,null,null,null,null,null,null,null,null,null,null,null,null,null,null,null,null,null,null,null,null,null,null,null,null,null,null,null,null,null,null,null,null,null,null,null,null,null,null,null,null,null,null,null,null,null,null,null,null,null,null,null,null,null,17,3,387,{"$f":"OFFSET(CIV!$D$1,IF($CA$1,BX389,366-BX389),BY389)","v":549.4},{"$f":"IF(BZ389=SUMIF(CIV!$AQ$51:$AQ$90,CB388,CIV!$BK$51:$BK$90),CB388+1,CB388)","v":2},736.6,{"$f":"SUMIF(CIV!$AQ$51:$AQ$90,CB389,CIV!$BJ$51:$BJ$90)","v":716.53351422037883}]
[null,null,null,null,null,null,null,null,null,null,null,null,null,null,null,null,null,null,null,null,null,null,null,null,null,null,null,null,null,null,null,null,null,null,null,null,null,null,null,null,null,null,null,null,null,null,null,null,null,null,null,null,null,null,null,null,null,null,null,null,null,null,null,null,null,null,null,null,null,null,null,null,null,null,null,17,4,388,{"$f":"OFFSET(CIV!$D$1,IF($CA$1,BX390,366-BX390),BY390)","v":548.1},{"$f":"IF(BZ390=SUMIF(CIV!$AQ$51:$AQ$90,CB389,CIV!$BK$51:$BK$90),CB389+1,CB389)","v":2},736.5,{"$f":"SUMIF(CIV!$AQ$51:$AQ$90,CB390,CIV!$BJ$51:$BJ$90)","v":716.53351422037883}]
[null,null,null,null,null,null,null,null,null,null,null,null,null,null,null,null,null,null,null,null,null,null,null,null,null,null,null,null,null,null,null,null,null,null,null,null,null,null,null,null,null,null,null,null,null,null,null,null,null,null,null,null,null,null,null,null,null,null,null,null,null,null,null,null,null,null,null,null,null,null,null,null,null,null,null,17,5,389,{"$f":"OFFSET(CIV!$D$1,IF($CA$1,BX391,366-BX391),BY391)","v":552.6},{"$f":"IF(BZ391=SUMIF(CIV!$AQ$51:$AQ$90,CB390,CIV!$BK$51:$BK$90),CB390+1,CB390)","v":2},736.5,{"$f":"SUMIF(CIV!$AQ$51:$AQ$90,CB391,CIV!$BJ$51:$BJ$90)","v":716.53351422037883}]
[null,null,null,null,null,null,null,null,null,null,null,null,null,null,null,null,null,null,null,null,null,null,null,null,null,null,null,null,null,null,null,null,null,null,null,null,null,null,null,null,null,null,null,null,null,null,null,null,null,null,null,null,null,null,null,null,null,null,null,null,null,null,null,null,null,null,null,null,null,null,null,null,null,null,null,17,6,390,{"$f":"OFFSET(CIV!$D$1,IF($CA$1,BX392,366-BX392),BY392)","v":587},{"$f":"IF(BZ392=SUMIF(CIV!$AQ$51:$AQ$90,CB391,CIV!$BK$51:$BK$90),CB391+1,CB391)","v":2},736.5,{"$f":"SUMIF(CIV!$AQ$51:$AQ$90,CB392,CIV!$BJ$51:$BJ$90)","v":716.53351422037883}]
[null,null,null,null,null,null,null,null,null,null,null,null,null,null,null,null,null,null,null,null,null,null,null,null,null,null,null,null,null,null,null,null,null,null,null,null,null,null,null,null,null,null,null,null,null,null,null,null,null,null,null,null,null,null,null,null,null,null,null,null,null,null,null,null,null,null,null,null,null,null,null,null,null,null,null,17,7,391,{"$f":"OFFSET(CIV!$D$1,IF($CA$1,BX393,366-BX393),BY393)","v":528.29999999999995},{"$f":"IF(BZ393=SUMIF(CIV!$AQ$51:$AQ$90,CB392,CIV!$BK$51:$BK$90),CB392+1,CB392)","v":2},736.5,{"$f":"SUMIF(CIV!$AQ$51:$AQ$90,CB393,CIV!$BJ$51:$BJ$90)","v":716.53351422037883}]
[null,null,null,null,null,null,null,null,null,null,null,null,null,null,null,null,null,null,null,null,null,null,null,null,null,null,null,null,null,null,null,null,null,null,null,null,null,null,null,null,null,null,null,null,null,null,null,null,null,null,null,null,null,null,null,null,null,null,null,null,null,null,null,null,null,null,null,null,null,null,null,null,null,null,null,17,8,392,{"$f":"OFFSET(CIV!$D$1,IF($CA$1,BX394,366-BX394),BY394)","v":519.5},{"$f":"IF(BZ394=SUMIF(CIV!$AQ$51:$AQ$90,CB393,CIV!$BK$51:$BK$90),CB393+1,CB393)","v":2},736.5,{"$f":"SUMIF(CIV!$AQ$51:$AQ$90,CB394,CIV!$BJ$51:$BJ$90)","v":716.53351422037883}]
[null,null,null,null,null,null,null,null,null,null,null,null,null,null,null,null,null,null,null,null,null,null,null,null,null,null,null,null,null,null,null,null,null,null,null,null,null,null,null,null,null,null,null,null,null,null,null,null,null,null,null,null,null,null,null,null,null,null,null,null,null,null,null,null,null,null,null,null,null,null,null,null,null,null,null,17,9,393,{"$f":"OFFSET(CIV!$D$1,IF($CA$1,BX395,366-BX395),BY395)","v":537.6},{"$f":"IF(BZ395=SUMIF(CIV!$AQ$51:$AQ$90,CB394,CIV!$BK$51:$BK$90),CB394+1,CB394)","v":2},736.5,{"$f":"SUMIF(CIV!$AQ$51:$AQ$90,CB395,CIV!$BJ$51:$BJ$90)","v":716.53351422037883}]
[null,null,null,null,null,null,null,null,null,null,null,null,null,null,null,null,null,null,null,null,null,null,null,null,null,null,null,null,null,null,null,null,null,null,null,null,null,null,null,null,null,null,null,null,null,null,null,null,null,null,null,null,null,null,null,null,null,null,null,null,null,null,null,null,null,null,null,null,null,null,null,null,null,null,null,17,10,394,{"$f":"OFFSET(CIV!$D$1,IF($CA$1,BX396,366-BX396),BY396)","v":541.1},{"$f":"IF(BZ396=SUMIF(CIV!$AQ$51:$AQ$90,CB395,CIV!$BK$51:$BK$90),CB395+1,CB395)","v":2},736.4,{"$f":"SUMIF(CIV!$AQ$51:$AQ$90,CB396,CIV!$BJ$51:$BJ$90)","v":716.53351422037883}]
[null,null,null,null,null,null,null,null,null,null,null,null,null,null,null,null,null,null,null,null,null,null,null,null,null,null,null,null,null,null,null,null,null,null,null,null,null,null,null,null,null,null,null,null,null,null,null,null,null,null,null,null,null,null,null,null,null,null,null,null,null,null,null,null,null,null,null,null,null,null,null,null,null,null,null,17,11,395,{"$f":"OFFSET(CIV!$D$1,IF($CA$1,BX397,366-BX397),BY397)","v":551.20000000000005},{"$f":"IF(BZ397=SUMIF(CIV!$AQ$51:$AQ$90,CB396,CIV!$BK$51:$BK$90),CB396+1,CB396)","v":2},736.3,{"$f":"SUMIF(CIV!$AQ$51:$AQ$90,CB397,CIV!$BJ$51:$BJ$90)","v":716.53351422037883}]
[null,null,null,null,null,null,null,null,null,null,null,null,null,null,null,null,null,null,null,null,null,null,null,null,null,null,null,null,null,null,null,null,null,null,null,null,null,null,null,null,null,null,null,null,null,null,null,null,null,null,null,null,null,null,null,null,null,null,null,null,null,null,null,null,null,null,null,null,null,null,null,null,null,null,null,17,12,396,{"$f":"OFFSET(CIV!$D$1,IF($CA$1,BX398,366-BX398),BY398)","v":544.29999999999995},{"$f":"IF(BZ398=SUMIF(CIV!$AQ$51:$AQ$90,CB397,CIV!$BK$51:$BK$90),CB397+1,CB397)","v":2},736.2,{"$f":"SUMIF(CIV!$AQ$51:$AQ$90,CB398,CIV!$BJ$51:$BJ$90)","v":716.53351422037883}]
[null,null,null,null,null,null,null,null,null,null,null,null,null,null,null,null,null,null,null,null,null,null,null,null,null,null,null,null,null,null,null,null,null,null,null,null,null,null,null,null,null,null,null,null,null,null,null,null,null,null,null,null,null,null,null,null,null,null,null,null,null,null,null,null,null,null,null,null,null,null,null,null,null,null,null,17,13,397,{"$f":"OFFSET(CIV!$D$1,IF($CA$1,BX399,366-BX399),BY399)","v":523.21},{"$f":"IF(BZ399=SUMIF(CIV!$AQ$51:$AQ$90,CB398,CIV!$BK$51:$BK$90),CB398+1,CB398)","v":2},736.1,{"$f":"SUMIF(CIV!$AQ$51:$AQ$90,CB399,CIV!$BJ$51:$BJ$90)","v":716.53351422037883}]
[null,null,null,null,null,null,null,null,null,null,null,null,null,null,null,null,null,null,null,null,null,null,null,null,null,null,null,null,null,null,null,null,null,null,null,null,null,null,null,null,null,null,null,null,null,null,null,null,null,null,null,null,null,null,null,null,null,null,null,null,null,null,null,null,null,null,null,null,null,null,null,null,null,null,null,17,14,398,{"$f":"OFFSET(CIV!$D$1,IF($CA$1,BX400,366-BX400),BY400)","v":534.6},{"$f":"IF(BZ400=SUMIF(CIV!$AQ$51:$AQ$90,CB399,CIV!$BK$51:$BK$90),CB399+1,CB399)","v":2},736.1,{"$f":"SUMIF(CIV!$AQ$51:$AQ$90,CB400,CIV!$BJ$51:$BJ$90)","v":716.53351422037883}]
[null,null,null,null,null,null,null,null,null,null,null,null,null,null,null,null,null,null,null,null,null,null,null,null,null,null,null,null,null,null,null,null,null,null,null,null,null,null,null,null,null,null,null,null,null,null,null,null,null,null,null,null,null,null,null,null,null,null,null,null,null,null,null,null,null,null,null,null,null,null,null,null,null,null,null,17,15,399,{"$f":"OFFSET(CIV!$D$1,IF($CA$1,BX401,366-BX401),BY401)","v":549.70000000000005},{"$f":"IF(BZ401=SUMIF(CIV!$AQ$51:$AQ$90,CB400,CIV!$BK$51:$BK$90),CB400+1,CB400)","v":2},736,{"$f":"SUMIF(CIV!$AQ$51:$AQ$90,CB401,CIV!$BJ$51:$BJ$90)","v":716.53351422037883}]
[null,null,null,null,null,null,null,null,null,null,null,null,null,null,null,null,null,null,null,null,null,null,null,null,null,null,null,null,null,null,null,null,null,null,null,null,null,null,null,null,null,null,null,null,null,null,null,null,null,null,null,null,null,null,null,null,null,null,null,null,null,null,null,null,null,null,null,null,null,null,null,null,null,null,null,17,16,400,{"$f":"OFFSET(CIV!$D$1,IF($CA$1,BX402,366-BX402),BY402)","v":558.4},{"$f":"IF(BZ402=SUMIF(CIV!$AQ$51:$AQ$90,CB401,CIV!$BK$51:$BK$90),CB401+1,CB401)","v":2},735.9,{"$f":"SUMIF(CIV!$AQ$51:$AQ$90,CB402,CIV!$BJ$51:$BJ$90)","v":716.53351422037883}]
[null,null,null,null,null,null,null,null,null,null,null,null,null,null,null,null,null,null,null,null,null,null,null,null,null,null,null,null,null,null,null,null,null,null,null,null,null,null,null,null,null,null,null,null,null,null,null,null,null,null,null,null,null,null,null,null,null,null,null,null,null,null,null,null,null,null,null,null,null,null,null,null,null,null,null,17,17,401,{"$f":"OFFSET(CIV!$D$1,IF($CA$1,BX403,366-BX403),BY403)","v":546.4},{"$f":"IF(BZ403=SUMIF(CIV!$AQ$51:$AQ$90,CB402,CIV!$BK$51:$BK$90),CB402+1,CB402)","v":2},735.8,{"$f":"SUMIF(CIV!$AQ$51:$AQ$90,CB403,CIV!$BJ$51:$BJ$90)","v":716.53351422037883}]
[null,null,null,null,null,null,null,null,null,null,null,null,null,null,null,null,null,null,null,null,null,null,null,null,null,null,null,null,null,null,null,null,null,null,null,null,null,null,null,null,null,null,null,null,null,null,null,null,null,null,null,null,null,null,null,null,null,null,null,null,null,null,null,null,null,null,null,null,null,null,null,null,null,null,null,17,18,402,{"$f":"OFFSET(CIV!$D$1,IF($CA$1,BX404,366-BX404),BY404)","v":538.1},{"$f":"IF(BZ404=SUMIF(CIV!$AQ$51:$AQ$90,CB403,CIV!$BK$51:$BK$90),CB403+1,CB403)","v":2},735.7,{"$f":"SUMIF(CIV!$AQ$51:$AQ$90,CB404,CIV!$BJ$51:$BJ$90)","v":716.53351422037883}]
[null,null,null,null,null,null,null,null,null,null,null,null,null,null,null,null,null,null,null,null,null,null,null,null,null,null,null,null,null,null,null,null,null,null,null,null,null,null,null,null,null,null,null,null,null,null,null,null,null,null,null,null,null,null,null,null,null,null,null,null,null,null,null,null,null,null,null,null,null,null,null,null,null,null,null,17,19,403,{"$f":"OFFSET(CIV!$D$1,IF($CA$1,BX405,366-BX405),BY405)","v":712.4},{"$f":"IF(BZ405=SUMIF(CIV!$AQ$51:$AQ$90,CB404,CIV!$BK$51:$BK$90),CB404+1,CB404)","v":2},735.6,{"$f":"SUMIF(CIV!$AQ$51:$AQ$90,CB405,CIV!$BJ$51:$BJ$90)","v":716.53351422037883}]
[null,null,null,null,null,null,null,null,null,null,null,null,null,null,null,null,null,null,null,null,null,null,null,null,null,null,null,null,null,null,null,null,null,null,null,null,null,null,null,null,null,null,null,null,null,null,null,null,null,null,null,null,null,null,null,null,null,null,null,null,null,null,null,null,null,null,null,null,null,null,null,null,null,null,null,17,20,404,{"$f":"OFFSET(CIV!$D$1,IF($CA$1,BX406,366-BX406),BY406)","v":731.7},{"$f":"IF(BZ406=SUMIF(CIV!$AQ$51:$AQ$90,CB405,CIV!$BK$51:$BK$90),CB405+1,CB405)","v":2},735.6,{"$f":"SUMIF(CIV!$AQ$51:$AQ$90,CB406,CIV!$BJ$51:$BJ$90)","v":716.53351422037883}]
[null,null,null,null,null,null,null,null,null,null,null,null,null,null,null,null,null,null,null,null,null,null,null,null,null,null,null,null,null,null,null,null,null,null,null,null,null,null,null,null,null,null,null,null,null,null,null,null,null,null,null,null,null,null,null,null,null,null,null,null,null,null,null,null,null,null,null,null,null,null,null,null,null,null,null,17,21,405,{"$f":"OFFSET(CIV!$D$1,IF($CA$1,BX407,366-BX407),BY407)","v":719.7},{"$f":"IF(BZ407=SUMIF(CIV!$AQ$51:$AQ$90,CB406,CIV!$BK$51:$BK$90),CB406+1,CB406)","v":2},735.6,{"$f":"SUMIF(CIV!$AQ$51:$AQ$90,CB407,CIV!$BJ$51:$BJ$90)","v":716.53351422037883}]
[null,null,null,null,null,null,null,null,null,null,null,null,null,null,null,null,null,null,null,null,null,null,null,null,null,null,null,null,null,null,null,null,null,null,null,null,null,null,null,null,null,null,null,null,null,null,null,null,null,null,null,null,null,null,null,null,null,null,null,null,null,null,null,null,null,null,null,null,null,null,null,null,null,null,null,17,22,406,{"$f":"OFFSET(CIV!$D$1,IF($CA$1,BX408,366-BX408),BY408)","v":711.4},{"$f":"IF(BZ408=SUMIF(CIV!$AQ$51:$AQ$90,CB407,CIV!$BK$51:$BK$90),CB407+1,CB407)","v":2},735.6,{"$f":"SUMIF(CIV!$AQ$51:$AQ$90,CB408,CIV!$BJ$51:$BJ$90)","v":716.53351422037883}]
[null,null,null,null,null,null,null,null,null,null,null,null,null,null,null,null,null,null,null,null,null,null,null,null,null,null,null,null,null,null,null,null,null,null,null,null,null,null,null,null,null,null,null,null,null,null,null,null,null,null,null,null,null,null,null,null,null,null,null,null,null,null,null,null,null,null,null,null,null,null,null,null,null,null,null,17,23,407,{"$f":"OFFSET(CIV!$D$1,IF($CA$1,BX409,366-BX409),BY409)","v":673.5},{"$f":"IF(BZ409=SUMIF(CIV!$AQ$51:$AQ$90,CB408,CIV!$BK$51:$BK$90),CB408+1,CB408)","v":2},735.5,{"$f":"SUMIF(CIV!$AQ$51:$AQ$90,CB409,CIV!$BJ$51:$BJ$90)","v":716.53351422037883}]
[null,null,null,null,null,null,null,null,null,null,null,null,null,null,null,null,null,null,null,null,null,null,null,null,null,null,null,null,null,null,null,null,null,null,null,null,null,null,null,null,null,null,null,null,null,null,null,null,null,null,null,null,null,null,null,null,null,null,null,null,null,null,null,null,null,null,null,null,null,null,null,null,null,null,null,17,24,408,{"$f":"OFFSET(CIV!$D$1,IF($CA$1,BX410,366-BX410),BY410)","v":630.1},{"$f":"IF(BZ410=SUMIF(CIV!$AQ$51:$AQ$90,CB409,CIV!$BK$51:$BK$90),CB409+1,CB409)","v":2},735.3,{"$f":"SUMIF(CIV!$AQ$51:$AQ$90,CB410,CIV!$BJ$51:$BJ$90)","v":716.53351422037883}]
[null,null,null,null,null,null,null,null,null,null,null,null,null,null,null,null,null,null,null,null,null,null,null,null,null,null,null,null,null,null,null,null,null,null,null,null,null,null,null,null,null,null,null,null,null,null,null,null,null,null,null,null,null,null,null,null,null,null,null,null,null,null,null,null,null,null,null,null,null,null,null,null,null,null,null,18,{"$f":"BY387","v":1},409,{"$f":"OFFSET(CIV!$D$1,IF($CA$1,BX411,366-BX411),BY411)","v":596.29999999999995},{"$f":"IF(BZ411=SUMIF(CIV!$AQ$51:$AQ$90,CB410,CIV!$BK$51:$BK$90),CB410+1,CB410)","v":2},735.3,{"$f":"SUMIF(CIV!$AQ$51:$AQ$90,CB411,CIV!$BJ$51:$BJ$90)","v":716.53351422037883}]
[null,null,null,null,null,null,null,null,null,null,null,null,null,null,null,null,null,null,null,null,null,null,null,null,null,null,null,null,null,null,null,null,null,null,null,null,null,null,null,null,null,null,null,null,null,null,null,null,null,null,null,null,null,null,null,null,null,null,null,null,null,null,null,null,null,null,null,null,null,null,null,null,null,null,null,18,2,410,{"$f":"OFFSET(CIV!$D$1,IF($CA$1,BX412,366-BX412),BY412)","v":578.29999999999995},{"$f":"IF(BZ412=SUMIF(CIV!$AQ$51:$AQ$90,CB411,CIV!$BK$51:$BK$90),CB411+1,CB411)","v":2},735.2,{"$f":"SUMIF(CIV!$AQ$51:$AQ$90,CB412,CIV!$BJ$51:$BJ$90)","v":716.53351422037883}]
[null,null,null,null,null,null,null,null,null,null,null,null,null,null,null,null,null,null,null,null,null,null,null,null,null,null,null,null,null,null,null,null,null,null,null,null,null,null,null,null,null,null,null,null,null,null,null,null,null,null,null,null,null,null,null,null,null,null,null,null,null,null,null,null,null,null,null,null,null,null,null,null,null,null,null,18,3,411,{"$f":"OFFSET(CIV!$D$1,IF($CA$1,BX413,366-BX413),BY413)","v":563.29999999999995},{"$f":"IF(BZ413=SUMIF(CIV!$AQ$51:$AQ$90,CB412,CIV!$BK$51:$BK$90),CB412+1,CB412)","v":2},735.2,{"$f":"SUMIF(CIV!$AQ$51:$AQ$90,CB413,CIV!$BJ$51:$BJ$90)","v":716.53351422037883}]
[null,null,null,null,null,null,null,null,null,null,null,null,null,null,null,null,null,null,null,null,null,null,null,null,null,null,null,null,null,null,null,null,null,null,null,null,null,null,null,null,null,null,null,null,null,null,null,null,null,null,null,null,null,null,null,null,null,null,null,null,null,null,null,null,null,null,null,null,null,null,null,null,null,null,null,18,4,412,{"$f":"OFFSET(CIV!$D$1,IF($CA$1,BX414,366-BX414),BY414)","v":554.29999999999995},{"$f":"IF(BZ414=SUMIF(CIV!$AQ$51:$AQ$90,CB413,CIV!$BK$51:$BK$90),CB413+1,CB413)","v":2},735.1,{"$f":"SUMIF(CIV!$AQ$51:$AQ$90,CB414,CIV!$BJ$51:$BJ$90)","v":716.53351422037883}]
[null,null,null,null,null,null,null,null,null,null,null,null,null,null,null,null,null,null,null,null,null,null,null,null,null,null,null,null,null,null,null,null,null,null,null,null,null,null,null,null,null,null,null,null,null,null,null,null,null,null,null,null,null,null,null,null,null,null,null,null,null,null,null,null,null,null,null,null,null,null,null,null,null,null,null,18,5,413,{"$f":"OFFSET(CIV!$D$1,IF($CA$1,BX415,366-BX415),BY415)","v":548.79999999999995},{"$f":"IF(BZ415=SUMIF(CIV!$AQ$51:$AQ$90,CB414,CIV!$BK$51:$BK$90),CB414+1,CB414)","v":2},735.1,{"$f":"SUMIF(CIV!$AQ$51:$AQ$90,CB415,CIV!$BJ$51:$BJ$90)","v":716.53351422037883}]
[null,null,null,null,null,null,null,null,null,null,null,null,null,null,null,null,null,null,null,null,null,null,null,null,null,null,null,null,null,null,null,null,null,null,null,null,null,null,null,null,null,null,null,null,null,null,null,null,null,null,null,null,null,null,null,null,null,null,null,null,null,null,null,null,null,null,null,null,null,null,null,null,null,null,null,18,6,414,{"$f":"OFFSET(CIV!$D$1,IF($CA$1,BX416,366-BX416),BY416)","v":577.1},{"$f":"IF(BZ416=SUMIF(CIV!$AQ$51:$AQ$90,CB415,CIV!$BK$51:$BK$90),CB415+1,CB415)","v":2},735.1,{"$f":"SUMIF(CIV!$AQ$51:$AQ$90,CB416,CIV!$BJ$51:$BJ$90)","v":716.53351422037883}]
[null,null,null,null,null,null,null,null,null,null,null,null,null,null,null,null,null,null,null,null,null,null,null,null,null,null,null,null,null,null,null,null,null,null,null,null,null,null,null,null,null,null,null,null,null,null,null,null,null,null,null,null,null,null,null,null,null,null,null,null,null,null,null,null,null,null,null,null,null,null,null,null,null,null,null,18,7,415,{"$f":"OFFSET(CIV!$D$1,IF($CA$1,BX417,366-BX417),BY417)","v":520.1},{"$f":"IF(BZ417=SUMIF(CIV!$AQ$51:$AQ$90,CB416,CIV!$BK$51:$BK$90),CB416+1,CB416)","v":2},735.1,{"$f":"SUMIF(CIV!$AQ$51:$AQ$90,CB417,CIV!$BJ$51:$BJ$90)","v":716.53351422037883}]
[null,null,null,null,null,null,null,null,null,null,null,null,null,null,null,null,null,null,null,null,null,null,null,null,null,null,null,null,null,null,null,null,null,null,null,null,null,null,null,null,null,null,null,null,null,null,null,null,null,null,null,null,null,null,null,null,null,null,null,null,null,null,null,null,null,null,null,null,null,null,null,null,null,null,null,18,8,416,{"$f":"OFFSET(CIV!$D$1,IF($CA$1,BX418,366-BX418),BY418)","v":518.70000000000005},{"$f":"IF(BZ418=SUMIF(CIV!$AQ$51:$AQ$90,CB417,CIV!$BK$51:$BK$90),CB417+1,CB417)","v":2},735,{"$f":"SUMIF(CIV!$AQ$51:$AQ$90,CB418,CIV!$BJ$51:$BJ$90)","v":716.53351422037883}]
[null,null,null,null,null,null,null,null,null,null,null,null,null,null,null,null,null,null,null,null,null,null,null,null,null,null,null,null,null,null,null,null,null,null,null,null,null,null,null,null,null,null,null,null,null,null,null,null,null,null,null,null,null,null,null,null,null,null,null,null,null,null,null,null,null,null,null,null,null,null,null,null,null,null,null,18,9,417,{"$f":"OFFSET(CIV!$D$1,IF($CA$1,BX419,366-BX419),BY419)","v":531.9},{"$f":"IF(BZ419=SUMIF(CIV!$AQ$51:$AQ$90,CB418,CIV!$BK$51:$BK$90),CB418+1,CB418)","v":2},735,{"$f":"SUMIF(CIV!$AQ$51:$AQ$90,CB419,CIV!$BJ$51:$BJ$90)","v":716.53351422037883}]
[null,null,null,null,null,null,null,null,null,null,null,null,null,null,null,null,null,null,null,null,null,null,null,null,null,null,null,null,null,null,null,null,null,null,null,null,null,null,null,null,null,null,null,null,null,null,null,null,null,null,null,null,null,null,null,null,null,null,null,null,null,null,null,null,null,null,null,null,null,null,null,null,null,null,null,18,10,418,{"$f":"OFFSET(CIV!$D$1,IF($CA$1,BX420,366-BX420),BY420)","v":523.29999999999995},{"$f":"IF(BZ420=SUMIF(CIV!$AQ$51:$AQ$90,CB419,CIV!$BK$51:$BK$90),CB419+1,CB419)","v":2},735,{"$f":"SUMIF(CIV!$AQ$51:$AQ$90,CB420,CIV!$BJ$51:$BJ$90)","v":716.53351422037883}]
[null,null,null,null,null,null,null,null,null,null,null,null,null,null,null,null,null,null,null,null,null,null,null,null,null,null,null,null,null,null,null,null,null,null,null,null,null,null,null,null,null,null,null,null,null,null,null,null,null,null,null,null,null,null,null,null,null,null,null,null,null,null,null,null,null,null,null,null,null,null,null,null,null,null,null,18,11,419,{"$f":"OFFSET(CIV!$D$1,IF($CA$1,BX421,366-BX421),BY421)","v":531.70000000000005},{"$f":"IF(BZ421=SUMIF(CIV!$AQ$51:$AQ$90,CB420,CIV!$BK$51:$BK$90),CB420+1,CB420)","v":2},735,{"$f":"SUMIF(CIV!$AQ$51:$AQ$90,CB421,CIV!$BJ$51:$BJ$90)","v":716.53351422037883}]
[null,null,null,null,null,null,null,null,null,null,null,null,null,null,null,null,null,null,null,null,null,null,null,null,null,null,null,null,null,null,null,null,null,null,null,null,null,null,null,null,null,null,null,null,null,null,null,null,null,null,null,null,null,null,null,null,null,null,null,null,null,null,null,null,null,null,null,null,null,null,null,null,null,null,null,18,12,420,{"$f":"OFFSET(CIV!$D$1,IF($CA$1,BX422,366-BX422),BY422)","v":520.9},{"$f":"IF(BZ422=SUMIF(CIV!$AQ$51:$AQ$90,CB421,CIV!$BK$51:$BK$90),CB421+1,CB421)","v":2},734.9,{"$f":"SUMIF(CIV!$AQ$51:$AQ$90,CB422,CIV!$BJ$51:$BJ$90)","v":716.53351422037883}]
[null,null,null,null,null,null,null,null,null,null,null,null,null,null,null,null,null,null,null,null,null,null,null,null,null,null,null,null,null,null,null,null,null,null,null,null,null,null,null,null,null,null,null,null,null,null,null,null,null,null,null,null,null,null,null,null,null,null,null,null,null,null,null,null,null,null,null,null,null,null,null,null,null,null,null,18,13,421,{"$f":"OFFSET(CIV!$D$1,IF($CA$1,BX423,366-BX423),BY423)","v":522},{"$f":"IF(BZ423=SUMIF(CIV!$AQ$51:$AQ$90,CB422,CIV!$BK$51:$BK$90),CB422+1,CB422)","v":2},734.9,{"$f":"SUMIF(CIV!$AQ$51:$AQ$90,CB423,CIV!$BJ$51:$BJ$90)","v":716.53351422037883}]
[null,null,null,null,null,null,null,null,null,null,null,null,null,null,null,null,null,null,null,null,null,null,null,null,null,null,null,null,null,null,null,null,null,null,null,null,null,null,null,null,null,null,null,null,null,null,null,null,null,null,null,null,null,null,null,null,null,null,null,null,null,null,null,null,null,null,null,null,null,null,null,null,null,null,null,18,14,422,{"$f":"OFFSET(CIV!$D$1,IF($CA$1,BX424,366-BX424),BY424)","v":556.79999999999995},{"$f":"IF(BZ424=SUMIF(CIV!$AQ$51:$AQ$90,CB423,CIV!$BK$51:$BK$90),CB423+1,CB423)","v":2},734.8,{"$f":"SUMIF(CIV!$AQ$51:$AQ$90,CB424,CIV!$BJ$51:$BJ$90)","v":716.53351422037883}]
[null,null,null,null,null,null,null,null,null,null,null,null,null,null,null,null,null,null,null,null,null,null,null,null,null,null,null,null,null,null,null,null,null,null,null,null,null,null,null,null,null,null,null,null,null,null,null,null,null,null,null,null,null,null,null,null,null,null,null,null,null,null,null,null,null,null,null,null,null,null,null,null,null,null,null,18,15,423,{"$f":"OFFSET(CIV!$D$1,IF($CA$1,BX425,366-BX425),BY425)","v":571.4},{"$f":"IF(BZ425=SUMIF(CIV!$AQ$51:$AQ$90,CB424,CIV!$BK$51:$BK$90),CB424+1,CB424)","v":2},734.7,{"$f":"SUMIF(CIV!$AQ$51:$AQ$90,CB425,CIV!$BJ$51:$BJ$90)","v":716.53351422037883}]
[null,null,null,null,null,null,null,null,null,null,null,null,null,null,null,null,null,null,null,null,null,null,null,null,null,null,null,null,null,null,null,null,null,null,null,null,null,null,null,null,null,null,null,null,null,null,null,null,null,null,null,null,null,null,null,null,null,null,null,null,null,null,null,null,null,null,null,null,null,null,null,null,null,null,null,18,16,424,{"$f":"OFFSET(CIV!$D$1,IF($CA$1,BX426,366-BX426),BY426)","v":555.5},{"$f":"IF(BZ426=SUMIF(CIV!$AQ$51:$AQ$90,CB425,CIV!$BK$51:$BK$90),CB425+1,CB425)","v":2},734.7,{"$f":"SUMIF(CIV!$AQ$51:$AQ$90,CB426,CIV!$BJ$51:$BJ$90)","v":716.53351422037883}]
[null,null,null,null,null,null,null,null,null,null,null,null,null,null,null,null,null,null,null,null,null,null,null,null,null,null,null,null,null,null,null,null,null,null,null,null,null,null,null,null,null,null,null,null,null,null,null,null,null,null,null,null,null,null,null,null,null,null,null,null,null,null,null,null,null,null,null,null,null,null,null,null,null,null,null,18,17,425,{"$f":"OFFSET(CIV!$D$1,IF($CA$1,BX427,366-BX427),BY427)","v":554},{"$f":"IF(BZ427=SUMIF(CIV!$AQ$51:$AQ$90,CB426,CIV!$BK$51:$BK$90),CB426+1,CB426)","v":2},734.7,{"$f":"SUMIF(CIV!$AQ$51:$AQ$90,CB427,CIV!$BJ$51:$BJ$90)","v":716.53351422037883}]
[null,null,null,null,null,null,null,null,null,null,null,null,null,null,null,null,null,null,null,null,null,null,null,null,null,null,null,null,null,null,null,null,null,null,null,null,null,null,null,null,null,null,null,null,null,null,null,null,null,null,null,null,null,null,null,null,null,null,null,null,null,null,null,null,null,null,null,null,null,null,null,null,null,null,null,18,18,426,{"$f":"OFFSET(CIV!$D$1,IF($CA$1,BX428,366-BX428),BY428)","v":538},{"$f":"IF(BZ428=SUMIF(CIV!$AQ$51:$AQ$90,CB427,CIV!$BK$51:$BK$90),CB427+1,CB427)","v":2},734.5,{"$f":"SUMIF(CIV!$AQ$51:$AQ$90,CB428,CIV!$BJ$51:$BJ$90)","v":716.53351422037883}]
[null,null,null,null,null,null,null,null,null,null,null,null,null,null,null,null,null,null,null,null,null,null,null,null,null,null,null,null,null,null,null,null,null,null,null,null,null,null,null,null,null,null,null,null,null,null,null,null,null,null,null,null,null,null,null,null,null,null,null,null,null,null,null,null,null,null,null,null,null,null,null,null,null,null,null,18,19,427,{"$f":"OFFSET(CIV!$D$1,IF($CA$1,BX429,366-BX429),BY429)","v":719},{"$f":"IF(BZ429=SUMIF(CIV!$AQ$51:$AQ$90,CB428,CIV!$BK$51:$BK$90),CB428+1,CB428)","v":2},734.3,{"$f":"SUMIF(CIV!$AQ$51:$AQ$90,CB429,CIV!$BJ$51:$BJ$90)","v":716.53351422037883}]
[null,null,null,null,null,null,null,null,null,null,null,null,null,null,null,null,null,null,null,null,null,null,null,null,null,null,null,null,null,null,null,null,null,null,null,null,null,null,null,null,null,null,null,null,null,null,null,null,null,null,null,null,null,null,null,null,null,null,null,null,null,null,null,null,null,null,null,null,null,null,null,null,null,null,null,18,20,428,{"$f":"OFFSET(CIV!$D$1,IF($CA$1,BX430,366-BX430),BY430)","v":735.3},{"$f":"IF(BZ430=SUMIF(CIV!$AQ$51:$AQ$90,CB429,CIV!$BK$51:$BK$90),CB429+1,CB429)","v":2},734.3,{"$f":"SUMIF(CIV!$AQ$51:$AQ$90,CB430,CIV!$BJ$51:$BJ$90)","v":716.53351422037883}]
[null,null,null,null,null,null,null,null,null,null,null,null,null,null,null,null,null,null,null,null,null,null,null,null,null,null,null,null,null,null,null,null,null,null,null,null,null,null,null,null,null,null,null,null,null,null,null,null,null,null,null,null,null,null,null,null,null,null,null,null,null,null,null,null,null,null,null,null,null,null,null,null,null,null,null,18,21,429,{"$f":"OFFSET(CIV!$D$1,IF($CA$1,BX431,366-BX431),BY431)","v":728},{"$f":"IF(BZ431=SUMIF(CIV!$AQ$51:$AQ$90,CB430,CIV!$BK$51:$BK$90),CB430+1,CB430)","v":2},734.3,{"$f":"SUMIF(CIV!$AQ$51:$AQ$90,CB431,CIV!$BJ$51:$BJ$90)","v":716.53351422037883}]
[null,null,null,null,null,null,null,null,null,null,null,null,null,null,null,null,null,null,null,null,null,null,null,null,null,null,null,null,null,null,null,null,null,null,null,null,null,null,null,null,null,null,null,null,null,null,null,null,null,null,null,null,null,null,null,null,null,null,null,null,null,null,null,null,null,null,null,null,null,null,null,null,null,null,null,18,22,430,{"$f":"OFFSET(CIV!$D$1,IF($CA$1,BX432,366-BX432),BY432)","v":705.7},{"$f":"IF(BZ432=SUMIF(CIV!$AQ$51:$AQ$90,CB431,CIV!$BK$51:$BK$90),CB431+1,CB431)","v":2},734.2,{"$f":"SUMIF(CIV!$AQ$51:$AQ$90,CB432,CIV!$BJ$51:$BJ$90)","v":716.53351422037883}]
[null,null,null,null,null,null,null,null,null,null,null,null,null,null,null,null,null,null,null,null,null,null,null,null,null,null,null,null,null,null,null,null,null,null,null,null,null,null,null,null,null,null,null,null,null,null,null,null,null,null,null,null,null,null,null,null,null,null,null,null,null,null,null,null,null,null,null,null,null,null,null,null,null,null,null,18,23,431,{"$f":"OFFSET(CIV!$D$1,IF($CA$1,BX433,366-BX433),BY433)","v":668.5},{"$f":"IF(BZ433=SUMIF(CIV!$AQ$51:$AQ$90,CB432,CIV!$BK$51:$BK$90),CB432+1,CB432)","v":2},734,{"$f":"SUMIF(CIV!$AQ$51:$AQ$90,CB433,CIV!$BJ$51:$BJ$90)","v":716.53351422037883}]
[null,null,null,null,null,null,null,null,null,null,null,null,null,null,null,null,null,null,null,null,null,null,null,null,null,null,null,null,null,null,null,null,null,null,null,null,null,null,null,null,null,null,null,null,null,null,null,null,null,null,null,null,null,null,null,null,null,null,null,null,null,null,null,null,null,null,null,null,null,null,null,null,null,null,null,18,24,432,{"$f":"OFFSET(CIV!$D$1,IF($CA$1,BX434,366-BX434),BY434)","v":628.70000000000005},{"$f":"IF(BZ434=SUMIF(CIV!$AQ$51:$AQ$90,CB433,CIV!$BK$51:$BK$90),CB433+1,CB433)","v":2},734,{"$f":"SUMIF(CIV!$AQ$51:$AQ$90,CB434,CIV!$BJ$51:$BJ$90)","v":716.53351422037883}]
[null,null,null,null,null,null,null,null,null,null,null,null,null,null,null,null,null,null,null,null,null,null,null,null,null,null,null,null,null,null,null,null,null,null,null,null,null,null,null,null,null,null,null,null,null,null,null,null,null,null,null,null,null,null,null,null,null,null,null,null,null,null,null,null,null,null,null,null,null,null,null,null,null,null,null,19,1,433,{"$f":"OFFSET(CIV!$D$1,IF($CA$1,BX435,366-BX435),BY435)","v":597.70000000000005},{"$f":"IF(BZ435=SUMIF(CIV!$AQ$51:$AQ$90,CB434,CIV!$BK$51:$BK$90),CB434+1,CB434)","v":2},733.8,{"$f":"SUMIF(CIV!$AQ$51:$AQ$90,CB435,CIV!$BJ$51:$BJ$90)","v":716.53351422037883}]
[null,null,null,null,null,null,null,null,null,null,null,null,null,null,null,null,null,null,null,null,null,null,null,null,null,null,null,null,null,null,null,null,null,null,null,null,null,null,null,null,null,null,null,null,null,null,null,null,null,null,null,null,null,null,null,null,null,null,null,null,null,null,null,null,null,null,null,null,null,null,null,null,null,null,null,19,2,434,{"$f":"OFFSET(CIV!$D$1,IF($CA$1,BX436,366-BX436),BY436)","v":577},{"$f":"IF(BZ436=SUMIF(CIV!$AQ$51:$AQ$90,CB435,CIV!$BK$51:$BK$90),CB435+1,CB435)","v":2},733.7,{"$f":"SUMIF(CIV!$AQ$51:$AQ$90,CB436,CIV!$BJ$51:$BJ$90)","v":716.53351422037883}]
[null,null,null,null,null,null,null,null,null,null,null,null,null,null,null,null,null,null,null,null,null,null,null,null,null,null,null,null,null,null,null,null,null,null,null,null,null,null,null,null,null,null,null,null,null,null,null,null,null,null,null,null,null,null,null,null,null,null,null,null,null,null,null,null,null,null,null,null,null,null,null,null,null,null,null,19,3,435,{"$f":"OFFSET(CIV!$D$1,IF($CA$1,BX437,366-BX437),BY437)","v":565.1},{"$f":"IF(BZ437=SUMIF(CIV!$AQ$51:$AQ$90,CB436,CIV!$BK$51:$BK$90),CB436+1,CB436)","v":2},733.7,{"$f":"SUMIF(CIV!$AQ$51:$AQ$90,CB437,CIV!$BJ$51:$BJ$90)","v":716.53351422037883}]
[null,null,null,null,null,null,null,null,null,null,null,null,null,null,null,null,null,null,null,null,null,null,null,null,null,null,null,null,null,null,null,null,null,null,null,null,null,null,null,null,null,null,null,null,null,null,null,null,null,null,null,null,null,null,null,null,null,null,null,null,null,null,null,null,null,null,null,null,null,null,null,null,null,null,null,19,4,436,{"$f":"OFFSET(CIV!$D$1,IF($CA$1,BX438,366-BX438),BY438)","v":555.20000000000005},{"$f":"IF(BZ438=SUMIF(CIV!$AQ$51:$AQ$90,CB437,CIV!$BK$51:$BK$90),CB437+1,CB437)","v":2},733.6,{"$f":"SUMIF(CIV!$AQ$51:$AQ$90,CB438,CIV!$BJ$51:$BJ$90)","v":716.53351422037883}]
[null,null,null,null,null,null,null,null,null,null,null,null,null,null,null,null,null,null,null,null,null,null,null,null,null,null,null,null,null,null,null,null,null,null,null,null,null,null,null,null,null,null,null,null,null,null,null,null,null,null,null,null,null,null,null,null,null,null,null,null,null,null,null,null,null,null,null,null,null,null,null,null,null,null,null,19,5,437,{"$f":"OFFSET(CIV!$D$1,IF($CA$1,BX439,366-BX439),BY439)","v":557.79999999999995},{"$f":"IF(BZ439=SUMIF(CIV!$AQ$51:$AQ$90,CB438,CIV!$BK$51:$BK$90),CB438+1,CB438)","v":2},733.6,{"$f":"SUMIF(CIV!$AQ$51:$AQ$90,CB439,CIV!$BJ$51:$BJ$90)","v":716.53351422037883}]
[null,null,null,null,null,null,null,null,null,null,null,null,null,null,null,null,null,null,null,null,null,null,null,null,null,null,null,null,null,null,null,null,null,null,null,null,null,null,null,null,null,null,null,null,null,null,null,null,null,null,null,null,null,null,null,null,null,null,null,null,null,null,null,null,null,null,null,null,null,null,null,null,null,null,null,19,6,438,{"$f":"OFFSET(CIV!$D$1,IF($CA$1,BX440,366-BX440),BY440)","v":570.4},{"$f":"IF(BZ440=SUMIF(CIV!$AQ$51:$AQ$90,CB439,CIV!$BK$51:$BK$90),CB439+1,CB439)","v":2},733.5,{"$f":"SUMIF(CIV!$AQ$51:$AQ$90,CB440,CIV!$BJ$51:$BJ$90)","v":716.53351422037883}]
[null,null,null,null,null,null,null,null,null,null,null,null,null,null,null,null,null,null,null,null,null,null,null,null,null,null,null,null,null,null,null,null,null,null,null,null,null,null,null,null,null,null,null,null,null,null,null,null,null,null,null,null,null,null,null,null,null,null,null,null,null,null,null,null,null,null,null,null,null,null,null,null,null,null,null,19,7,439,{"$f":"OFFSET(CIV!$D$1,IF($CA$1,BX441,366-BX441),BY441)","v":507.6},{"$f":"IF(BZ441=SUMIF(CIV!$AQ$51:$AQ$90,CB440,CIV!$BK$51:$BK$90),CB440+1,CB440)","v":2},733.5,{"$f":"SUMIF(CIV!$AQ$51:$AQ$90,CB441,CIV!$BJ$51:$BJ$90)","v":716.53351422037883}]
[null,null,null,null,null,null,null,null,null,null,null,null,null,null,null,null,null,null,null,null,null,null,null,null,null,null,null,null,null,null,null,null,null,null,null,null,null,null,null,null,null,null,null,null,null,null,null,null,null,null,null,null,null,null,null,null,null,null,null,null,null,null,null,null,null,null,null,null,null,null,null,null,null,null,null,19,8,440,{"$f":"OFFSET(CIV!$D$1,IF($CA$1,BX442,366-BX442),BY442)","v":470},{"$f":"IF(BZ442=SUMIF(CIV!$AQ$51:$AQ$90,CB441,CIV!$BK$51:$BK$90),CB441+1,CB441)","v":2},733.4,{"$f":"SUMIF(CIV!$AQ$51:$AQ$90,CB442,CIV!$BJ$51:$BJ$90)","v":716.53351422037883}]
[null,null,null,null,null,null,null,null,null,null,null,null,null,null,null,null,null,null,null,null,null,null,null,null,null,null,null,null,null,null,null,null,null,null,null,null,null,null,null,null,null,null,null,null,null,null,null,null,null,null,null,null,null,null,null,null,null,null,null,null,null,null,null,null,null,null,null,null,null,null,null,null,null,null,null,19,9,441,{"$f":"OFFSET(CIV!$D$1,IF($CA$1,BX443,366-BX443),BY443)","v":451.2},{"$f":"IF(BZ443=SUMIF(CIV!$AQ$51:$AQ$90,CB442,CIV!$BK$51:$BK$90),CB442+1,CB442)","v":2},733.3,{"$f":"SUMIF(CIV!$AQ$51:$AQ$90,CB443,CIV!$BJ$51:$BJ$90)","v":716.53351422037883}]
[null,null,null,null,null,null,null,null,null,null,null,null,null,null,null,null,null,null,null,null,null,null,null,null,null,null,null,null,null,null,null,null,null,null,null,null,null,null,null,null,null,null,null,null,null,null,null,null,null,null,null,null,null,null,null,null,null,null,null,null,null,null,null,null,null,null,null,null,null,null,null,null,null,null,null,19,10,442,{"$f":"OFFSET(CIV!$D$1,IF($CA$1,BX444,366-BX444),BY444)","v":444.4},{"$f":"IF(BZ444=SUMIF(CIV!$AQ$51:$AQ$90,CB443,CIV!$BK$51:$BK$90),CB443+1,CB443)","v":2},733.2,{"$f":"SUMIF(CIV!$AQ$51:$AQ$90,CB444,CIV!$BJ$51:$BJ$90)","v":716.53351422037883}]
[null,null,null,null,null,null,null,null,null,null,null,null,null,null,null,null,null,null,null,null,null,null,null,null,null,null,null,null,null,null,null,null,null,null,null,null,null,null,null,null,null,null,null,null,null,null,null,null,null,null,null,null,null,null,null,null,null,null,null,null,null,null,null,null,null,null,null,null,null,null,null,null,null,null,null,19,11,443,{"$f":"OFFSET(CIV!$D$1,IF($CA$1,BX445,366-BX445),BY445)","v":453.8},{"$f":"IF(BZ445=SUMIF(CIV!$AQ$51:$AQ$90,CB444,CIV!$BK$51:$BK$90),CB444+1,CB444)","v":2},733.2,{"$f":"SUMIF(CIV!$AQ$51:$AQ$90,CB445,CIV!$BJ$51:$BJ$90)","v":716.53351422037883}]
[null,null,null,null,null,null,null,null,null,null,null,null,null,null,null,null,null,null,null,null,null,null,null,null,null,null,null,null,null,null,null,null,null,null,null,null,null,null,null,null,null,null,null,null,null,null,null,null,null,null,null,null,null,null,null,null,null,null,null,null,null,null,null,null,null,null,null,null,null,null,null,null,null,null,null,19,12,444,{"$f":"OFFSET(CIV!$D$1,IF($CA$1,BX446,366-BX446),BY446)","v":446},{"$f":"IF(BZ446=SUMIF(CIV!$AQ$51:$AQ$90,CB445,CIV!$BK$51:$BK$90),CB445+1,CB445)","v":2},733.2,{"$f":"SUMIF(CIV!$AQ$51:$AQ$90,CB446,CIV!$BJ$51:$BJ$90)","v":716.53351422037883}]
[null,null,null,null,null,null,null,null,null,null,null,null,null,null,null,null,null,null,null,null,null,null,null,null,null,null,null,null,null,null,null,null,null,null,null,null,null,null,null,null,null,null,null,null,null,null,null,null,null,null,null,null,null,null,null,null,null,null,null,null,null,null,null,null,null,null,null,null,null,null,null,null,null,null,null,19,13,445,{"$f":"OFFSET(CIV!$D$1,IF($CA$1,BX447,366-BX447),BY447)","v":460.3},{"$f":"IF(BZ447=SUMIF(CIV!$AQ$51:$AQ$90,CB446,CIV!$BK$51:$BK$90),CB446+1,CB446)","v":2},733.1,{"$f":"SUMIF(CIV!$AQ$51:$AQ$90,CB447,CIV!$BJ$51:$BJ$90)","v":716.53351422037883}]
[null,null,null,null,null,null,null,null,null,null,null,null,null,null,null,null,null,null,null,null,null,null,null,null,null,null,null,null,null,null,null,null,null,null,null,null,null,null,null,null,null,null,null,null,null,null,null,null,null,null,null,null,null,null,null,null,null,null,null,null,null,null,null,null,null,null,null,null,null,null,null,null,null,null,null,19,14,446,{"$f":"OFFSET(CIV!$D$1,IF($CA$1,BX448,366-BX448),BY448)","v":463.5},{"$f":"IF(BZ448=SUMIF(CIV!$AQ$51:$AQ$90,CB447,CIV!$BK$51:$BK$90),CB447+1,CB447)","v":2},733.1,{"$f":"SUMIF(CIV!$AQ$51:$AQ$90,CB448,CIV!$BJ$51:$BJ$90)","v":716.53351422037883}]
[null,null,null,null,null,null,null,null,null,null,null,null,null,null,null,null,null,null,null,null,null,null,null,null,null,null,null,null,null,null,null,null,null,null,null,null,null,null,null,null,null,null,null,null,null,null,null,null,null,null,null,null,null,null,null,null,null,null,null,null,null,null,null,null,null,null,null,null,null,null,null,null,null,null,null,19,15,447,{"$f":"OFFSET(CIV!$D$1,IF($CA$1,BX449,366-BX449),BY449)","v":462},{"$f":"IF(BZ449=SUMIF(CIV!$AQ$51:$AQ$90,CB448,CIV!$BK$51:$BK$90),CB448+1,CB448)","v":2},733,{"$f":"SUMIF(CIV!$AQ$51:$AQ$90,CB449,CIV!$BJ$51:$BJ$90)","v":716.53351422037883}]
[null,null,null,null,null,null,null,null,null,null,null,null,null,null,null,null,null,null,null,null,null,null,null,null,null,null,null,null,null,null,null,null,null,null,null,null,null,null,null,null,null,null,null,null,null,null,null,null,null,null,null,null,null,null,null,null,null,null,null,null,null,null,null,null,null,null,null,null,null,null,null,null,null,null,null,19,16,448,{"$f":"OFFSET(CIV!$D$1,IF($CA$1,BX450,366-BX450),BY450)","v":447.1},{"$f":"IF(BZ450=SUMIF(CIV!$AQ$51:$AQ$90,CB449,CIV!$BK$51:$BK$90),CB449+1,CB449)","v":2},732.8,{"$f":"SUMIF(CIV!$AQ$51:$AQ$90,CB450,CIV!$BJ$51:$BJ$90)","v":716.53351422037883}]
[null,null,null,null,null,null,null,null,null,null,null,null,null,null,null,null,null,null,null,null,null,null,null,null,null,null,null,null,null,null,null,null,null,null,null,null,null,null,null,null,null,null,null,null,null,null,null,null,null,null,null,null,null,null,null,null,null,null,null,null,null,null,null,null,null,null,null,null,null,null,null,null,null,null,null,{"$f":"ROUNDDOWN((BZ451-1)/24,0)+1","v":19},17,449,{"$f":"OFFSET(CIV!$D$1,IF($CA$1,BX451,366-BX451),BY451)","v":455},{"$f":"IF(BZ451=SUMIF(CIV!$AQ$51:$AQ$90,CB450,CIV!$BK$51:$BK$90),CB450+1,CB450)","v":2},732.7,{"$f":"SUMIF(CIV!$AQ$51:$AQ$90,CB451,CIV!$BJ$51:$BJ$90)","v":716.53351422037883}]
[null,null,null,null,null,null,null,null,null,null,null,null,null,null,null,null,null,null,null,null,null,null,null,null,null,null,null,null,null,null,null,null,null,null,null,null,null,null,null,null,null,null,null,null,null,null,null,null,null,null,null,null,null,null,null,null,null,null,null,null,null,null,null,null,null,null,null,null,null,null,null,null,null,null,null,19,18,{"$f":"BZ451+1","v":450},{"$f":"OFFSET(CIV!$D$1,IF($CA$1,BX452,366-BX452),BY452)","v":481.3},{"$f":"IF(BZ452=SUMIF(CIV!$AQ$51:$AQ$90,CB451,CIV!$BK$51:$BK$90),CB451+1,CB451)","v":2},732.7,{"$f":"SUMIF(CIV!$AQ$51:$AQ$90,CB452,CIV!$BJ$51:$BJ$90)","v":716.53351422037883}]
[null,null,null,null,null,null,null,null,null,null,null,null,null,null,null,null,null,null,null,null,null,null,null,null,null,null,null,null,null,null,null,null,null,null,null,null,null,null,null,null,null,null,null,null,null,null,null,null,null,null,null,null,null,null,null,null,null,null,null,null,null,null,null,null,null,null,null,null,null,null,null,null,null,null,null,19,19,451,{"$f":"OFFSET(CIV!$D$1,IF($CA$1,BX453,366-BX453),BY453)","v":681.3},{"$f":"IF(BZ453=SUMIF(CIV!$AQ$51:$AQ$90,CB452,CIV!$BK$51:$BK$90),CB452+1,CB452)","v":2},732.7,{"$f":"SUMIF(CIV!$AQ$51:$AQ$90,CB453,CIV!$BJ$51:$BJ$90)","v":716.53351422037883}]
[null,null,null,null,null,null,null,null,null,null,null,null,null,null,null,null,null,null,null,null,null,null,null,null,null,null,null,null,null,null,null,null,null,null,null,null,null,null,null,null,null,null,null,null,null,null,null,null,null,null,null,null,null,null,null,null,null,null,null,null,null,null,null,null,null,null,null,null,null,null,null,null,null,null,null,19,20,452,{"$f":"OFFSET(CIV!$D$1,IF($CA$1,BX454,366-BX454),BY454)","v":699.7},{"$f":"IF(BZ454=SUMIF(CIV!$AQ$51:$AQ$90,CB453,CIV!$BK$51:$BK$90),CB453+1,CB453)","v":2},732.7,{"$f":"SUMIF(CIV!$AQ$51:$AQ$90,CB454,CIV!$BJ$51:$BJ$90)","v":716.53351422037883}]
[null,null,null,null,null,null,null,null,null,null,null,null,null,null,null,null,null,null,null,null,null,null,null,null,null,null,null,null,null,null,null,null,null,null,null,null,null,null,null,null,null,null,null,null,null,null,null,null,null,null,null,null,null,null,null,null,null,null,null,null,null,null,null,null,null,null,null,null,null,null,null,null,null,null,null,19,21,453,{"$f":"OFFSET(CIV!$D$1,IF($CA$1,BX455,366-BX455),BY455)","v":706.9},{"$f":"IF(BZ455=SUMIF(CIV!$AQ$51:$AQ$90,CB454,CIV!$BK$51:$BK$90),CB454+1,CB454)","v":2},732.6,{"$f":"SUMIF(CIV!$AQ$51:$AQ$90,CB455,CIV!$BJ$51:$BJ$90)","v":716.53351422037883}]
[null,null,null,null,null,null,null,null,null,null,null,null,null,null,null,null,null,null,null,null,null,null,null,null,null,null,null,null,null,null,null,null,null,null,null,null,null,null,null,null,null,null,null,null,null,null,null,null,null,null,null,null,null,null,null,null,null,null,null,null,null,null,null,null,null,null,null,null,null,null,null,null,null,null,null,19,22,454,{"$f":"OFFSET(CIV!$D$1,IF($CA$1,BX456,366-BX456),BY456)","v":693.8},{"$f":"IF(BZ456=SUMIF(CIV!$AQ$51:$AQ$90,CB455,CIV!$BK$51:$BK$90),CB455+1,CB455)","v":2},732.4,{"$f":"SUMIF(CIV!$AQ$51:$AQ$90,CB456,CIV!$BJ$51:$BJ$90)","v":716.53351422037883}]
[null,null,null,null,null,null,null,null,null,null,null,null,null,null,null,null,null,null,null,null,null,null,null,null,null,null,null,null,null,null,null,null,null,null,null,null,null,null,null,null,null,null,null,null,null,null,null,null,null,null,null,null,null,null,null,null,null,null,null,null,null,null,null,null,null,null,null,null,null,null,null,null,null,null,null,19,23,455,{"$f":"OFFSET(CIV!$D$1,IF($CA$1,BX457,366-BX457),BY457)","v":659.6},{"$f":"IF(BZ457=SUMIF(CIV!$AQ$51:$AQ$90,CB456,CIV!$BK$51:$BK$90),CB456+1,CB456)","v":2},732.4,{"$f":"SUMIF(CIV!$AQ$51:$AQ$90,CB457,CIV!$BJ$51:$BJ$90)","v":716.53351422037883}]
[null,null,null,null,null,null,null,null,null,null,null,null,null,null,null,null,null,null,null,null,null,null,null,null,null,null,null,null,null,null,null,null,null,null,null,null,null,null,null,null,null,null,null,null,null,null,null,null,null,null,null,null,null,null,null,null,null,null,null,null,null,null,null,null,null,null,null,null,null,null,null,null,null,null,null,19,24,456,{"$f":"OFFSET(CIV!$D$1,IF($CA$1,BX458,366-BX458),BY458)","v":615.4},{"$f":"IF(BZ458=SUMIF(CIV!$AQ$51:$AQ$90,CB457,CIV!$BK$51:$BK$90),CB457+1,CB457)","v":2},732.4,{"$f":"SUMIF(CIV!$AQ$51:$AQ$90,CB458,CIV!$BJ$51:$BJ$90)","v":716.53351422037883}]
[null,null,null,null,null,null,null,null,null,null,null,null,null,null,null,null,null,null,null,null,null,null,null,null,null,null,null,null,null,null,null,null,null,null,null,null,null,null,null,null,null,null,null,null,null,null,null,null,null,null,null,null,null,null,null,null,null,null,null,null,null,null,null,null,null,null,null,null,null,null,null,null,null,null,null,20,1,457,{"$f":"OFFSET(CIV!$D$1,IF($CA$1,BX459,366-BX459),BY459)","v":593.79999999999995},{"$f":"IF(BZ459=SUMIF(CIV!$AQ$51:$AQ$90,CB458,CIV!$BK$51:$BK$90),CB458+1,CB458)","v":2},732.4,{"$f":"SUMIF(CIV!$AQ$51:$AQ$90,CB459,CIV!$BJ$51:$BJ$90)","v":716.53351422037883}]
[null,null,null,null,null,null,null,null,null,null,null,null,null,null,null,null,null,null,null,null,null,null,null,null,null,null,null,null,null,null,null,null,null,null,null,null,null,null,null,null,null,null,null,null,null,null,null,null,null,null,null,null,null,null,null,null,null,null,null,null,null,null,null,null,null,null,null,null,null,null,null,null,null,null,null,20,2,458,{"$f":"OFFSET(CIV!$D$1,IF($CA$1,BX460,366-BX460),BY460)","v":561.5},{"$f":"IF(BZ460=SUMIF(CIV!$AQ$51:$AQ$90,CB459,CIV!$BK$51:$BK$90),CB459+1,CB459)","v":2},732.3,{"$f":"SUMIF(CIV!$AQ$51:$AQ$90,CB460,CIV!$BJ$51:$BJ$90)","v":716.53351422037883}]
[null,null,null,null,null,null,null,null,null,null,null,null,null,null,null,null,null,null,null,null,null,null,null,null,null,null,null,null,null,null,null,null,null,null,null,null,null,null,null,null,null,null,null,null,null,null,null,null,null,null,null,null,null,null,null,null,null,null,null,null,null,null,null,null,null,null,null,null,null,null,null,null,null,null,null,20,3,459,{"$f":"OFFSET(CIV!$D$1,IF($CA$1,BX461,366-BX461),BY461)","v":548.6},{"$f":"IF(BZ461=SUMIF(CIV!$AQ$51:$AQ$90,CB460,CIV!$BK$51:$BK$90),CB460+1,CB460)","v":2},732.3,{"$f":"SUMIF(CIV!$AQ$51:$AQ$90,CB461,CIV!$BJ$51:$BJ$90)","v":716.53351422037883}]
[null,null,null,null,null,null,null,null,null,null,null,null,null,null,null,null,null,null,null,null,null,null,null,null,null,null,null,null,null,null,null,null,null,null,null,null,null,null,null,null,null,null,null,null,null,null,null,null,null,null,null,null,null,null,null,null,null,null,null,null,null,null,null,null,null,null,null,null,null,null,null,null,null,null,null,20,4,460,{"$f":"OFFSET(CIV!$D$1,IF($CA$1,BX462,366-BX462),BY462)","v":539.9},{"$f":"IF(BZ462=SUMIF(CIV!$AQ$51:$AQ$90,CB461,CIV!$BK$51:$BK$90),CB461+1,CB461)","v":2},732.1,{"$f":"SUMIF(CIV!$AQ$51:$AQ$90,CB462,CIV!$BJ$51:$BJ$90)","v":716.53351422037883}]
[null,null,null,null,null,null,null,null,null,null,null,null,null,null,null,null,null,null,null,null,null,null,null,null,null,null,null,null,null,null,null,null,null,null,null,null,null,null,null,null,null,null,null,null,null,null,null,null,null,null,null,null,null,null,null,null,null,null,null,null,null,null,null,null,null,null,null,null,null,null,null,null,null,null,null,20,5,461,{"$f":"OFFSET(CIV!$D$1,IF($CA$1,BX463,366-BX463),BY463)","v":538},{"$f":"IF(BZ463=SUMIF(CIV!$AQ$51:$AQ$90,CB462,CIV!$BK$51:$BK$90),CB462+1,CB462)","v":2},732.1,{"$f":"SUMIF(CIV!$AQ$51:$AQ$90,CB463,CIV!$BJ$51:$BJ$90)","v":716.53351422037883}]
[null,null,null,null,null,null,null,null,null,null,null,null,null,null,null,null,null,null,null,null,null,null,null,null,null,null,null,null,null,null,null,null,null,null,null,null,null,null,null,null,null,null,null,null,null,null,null,null,null,null,null,null,null,null,null,null,null,null,null,null,null,null,null,null,null,null,null,null,null,null,null,null,null,null,null,20,6,462,{"$f":"OFFSET(CIV!$D$1,IF($CA$1,BX464,366-BX464),BY464)","v":555},{"$f":"IF(BZ464=SUMIF(CIV!$AQ$51:$AQ$90,CB463,CIV!$BK$51:$BK$90),CB463+1,CB463)","v":2},732,{"$f":"SUMIF(CIV!$AQ$51:$AQ$90,CB464,CIV!$BJ$51:$BJ$90)","v":716.53351422037883}]
[null,null,null,null,null,null,null,null,null,null,null,null,null,null,null,null,null,null,null,null,null,null,null,null,null,null,null,null,null,null,null,null,null,null,null,null,null,null,null,null,null,null,null,null,null,null,null,null,null,null,null,null,null,null,null,null,null,null,null,null,null,null,null,null,null,null,null,null,null,null,null,null,null,null,null,20,7,463,{"$f":"OFFSET(CIV!$D$1,IF($CA$1,BX465,366-BX465),BY465)","v":480.1},{"$f":"IF(BZ465=SUMIF(CIV!$AQ$51:$AQ$90,CB464,CIV!$BK$51:$BK$90),CB464+1,CB464)","v":2},732,{"$f":"SUMIF(CIV!$AQ$51:$AQ$90,CB465,CIV!$BJ$51:$BJ$90)","v":716.53351422037883}]
[null,null,null,null,null,null,null,null,null,null,null,null,null,null,null,null,null,null,null,null,null,null,null,null,null,null,null,null,null,null,null,null,null,null,null,null,null,null,null,null,null,null,null,null,null,null,null,null,null,null,null,null,null,null,null,null,null,null,null,null,null,null,null,null,null,null,null,null,null,null,null,null,null,null,null,20,8,464,{"$f":"OFFSET(CIV!$D$1,IF($CA$1,BX466,366-BX466),BY466)","v":442.2},{"$f":"IF(BZ466=SUMIF(CIV!$AQ$51:$AQ$90,CB465,CIV!$BK$51:$BK$90),CB465+1,CB465)","v":2},732,{"$f":"SUMIF(CIV!$AQ$51:$AQ$90,CB466,CIV!$BJ$51:$BJ$90)","v":716.53351422037883}]
[null,null,null,null,null,null,null,null,null,null,null,null,null,null,null,null,null,null,null,null,null,null,null,null,null,null,null,null,null,null,null,null,null,null,null,null,null,null,null,null,null,null,null,null,null,null,null,null,null,null,null,null,null,null,null,null,null,null,null,null,null,null,null,null,null,null,null,null,null,null,null,null,null,null,null,20,9,465,{"$f":"OFFSET(CIV!$D$1,IF($CA$1,BX467,366-BX467),BY467)","v":360.7},{"$f":"IF(BZ467=SUMIF(CIV!$AQ$51:$AQ$90,CB466,CIV!$BK$51:$BK$90),CB466+1,CB466)","v":2},731.9,{"$f":"SUMIF(CIV!$AQ$51:$AQ$90,CB467,CIV!$BJ$51:$BJ$90)","v":716.53351422037883}]
[null,null,null,null,null,null,null,null,null,null,null,null,null,null,null,null,null,null,null,null,null,null,null,null,null,null,null,null,null,null,null,null,null,null,null,null,null,null,null,null,null,null,null,null,null,null,null,null,null,null,null,null,null,null,null,null,null,null,null,null,null,null,null,null,null,null,null,null,null,null,null,null,null,null,null,20,10,466,{"$f":"OFFSET(CIV!$D$1,IF($CA$1,BX468,366-BX468),BY468)","v":339},{"$f":"IF(BZ468=SUMIF(CIV!$AQ$51:$AQ$90,CB467,CIV!$BK$51:$BK$90),CB467+1,CB467)","v":2},731.8,{"$f":"SUMIF(CIV!$AQ$51:$AQ$90,CB468,CIV!$BJ$51:$BJ$90)","v":716.53351422037883}]
[null,null,null,null,null,null,null,null,null,null,null,null,null,null,null,null,null,null,null,null,null,null,null,null,null,null,null,null,null,null,null,null,null,null,null,null,null,null,null,null,null,null,null,null,null,null,null,null,null,null,null,null,null,null,null,null,null,null,null,null,null,null,null,null,null,null,null,null,null,null,null,null,null,null,null,20,11,467,{"$f":"OFFSET(CIV!$D$1,IF($CA$1,BX469,366-BX469),BY469)","v":343.5},{"$f":"IF(BZ469=SUMIF(CIV!$AQ$51:$AQ$90,CB468,CIV!$BK$51:$BK$90),CB468+1,CB468)","v":2},731.7,{"$f":"SUMIF(CIV!$AQ$51:$AQ$90,CB469,CIV!$BJ$51:$BJ$90)","v":716.53351422037883}]
[null,null,null,null,null,null,null,null,null,null,null,null,null,null,null,null,null,null,null,null,null,null,null,null,null,null,null,null,null,null,null,null,null,null,null,null,null,null,null,null,null,null,null,null,null,null,null,null,null,null,null,null,null,null,null,null,null,null,null,null,null,null,null,null,null,null,null,null,null,null,null,null,null,null,null,20,12,468,{"$f":"OFFSET(CIV!$D$1,IF($CA$1,BX470,366-BX470),BY470)","v":342.2},{"$f":"IF(BZ470=SUMIF(CIV!$AQ$51:$AQ$90,CB469,CIV!$BK$51:$BK$90),CB469+1,CB469)","v":2},731.4,{"$f":"SUMIF(CIV!$AQ$51:$AQ$90,CB470,CIV!$BJ$51:$BJ$90)","v":716.53351422037883}]
[null,null,null,null,null,null,null,null,null,null,null,null,null,null,null,null,null,null,null,null,null,null,null,null,null,null,null,null,null,null,null,null,null,null,null,null,null,null,null,null,null,null,null,null,null,null,null,null,null,null,null,null,null,null,null,null,null,null,null,null,null,null,null,null,null,null,null,null,null,null,null,null,null,null,null,20,13,469,{"$f":"OFFSET(CIV!$D$1,IF($CA$1,BX471,366-BX471),BY471)","v":367.3},{"$f":"IF(BZ471=SUMIF(CIV!$AQ$51:$AQ$90,CB470,CIV!$BK$51:$BK$90),CB470+1,CB470)","v":2},731.3,{"$f":"SUMIF(CIV!$AQ$51:$AQ$90,CB471,CIV!$BJ$51:$BJ$90)","v":716.53351422037883}]
[null,null,null,null,null,null,null,null,null,null,null,null,null,null,null,null,null,null,null,null,null,null,null,null,null,null,null,null,null,null,null,null,null,null,null,null,null,null,null,null,null,null,null,null,null,null,null,null,null,null,null,null,null,null,null,null,null,null,null,null,null,null,null,null,null,null,null,null,null,null,null,null,null,null,null,20,14,470,{"$f":"OFFSET(CIV!$D$1,IF($CA$1,BX472,366-BX472),BY472)","v":400.7},{"$f":"IF(BZ472=SUMIF(CIV!$AQ$51:$AQ$90,CB471,CIV!$BK$51:$BK$90),CB471+1,CB471)","v":2},731.2,{"$f":"SUMIF(CIV!$AQ$51:$AQ$90,CB472,CIV!$BJ$51:$BJ$90)","v":716.53351422037883}]
[null,null,null,null,null,null,null,null,null,null,null,null,null,null,null,null,null,null,null,null,null,null,null,null,null,null,null,null,null,null,null,null,null,null,null,null,null,null,null,null,null,null,null,null,null,null,null,null,null,null,null,null,null,null,null,null,null,null,null,null,null,null,null,null,null,null,null,null,null,null,null,null,null,null,null,20,15,471,{"$f":"OFFSET(CIV!$D$1,IF($CA$1,BX473,366-BX473),BY473)","v":423.7},{"$f":"IF(BZ473=SUMIF(CIV!$AQ$51:$AQ$90,CB472,CIV!$BK$51:$BK$90),CB472+1,CB472)","v":2},731.2,{"$f":"SUMIF(CIV!$AQ$51:$AQ$90,CB473,CIV!$BJ$51:$BJ$90)","v":716.53351422037883}]
[null,null,null,null,null,null,null,null,null,null,null,null,null,null,null,null,null,null,null,null,null,null,null,null,null,null,null,null,null,null,null,null,null,null,null,null,null,null,null,null,null,null,null,null,null,null,null,null,null,null,null,null,null,null,null,null,null,null,null,null,null,null,null,null,null,null,null,null,null,null,null,null,null,null,null,20,16,472,{"$f":"OFFSET(CIV!$D$1,IF($CA$1,BX474,366-BX474),BY474)","v":430.6},{"$f":"IF(BZ474=SUMIF(CIV!$AQ$51:$AQ$90,CB473,CIV!$BK$51:$BK$90),CB473+1,CB473)","v":2},731.2,{"$f":"SUMIF(CIV!$AQ$51:$AQ$90,CB474,CIV!$BJ$51:$BJ$90)","v":716.53351422037883}]
[null,null,null,null,null,null,null,null,null,null,null,null,null,null,null,null,null,null,null,null,null,null,null,null,null,null,null,null,null,null,null,null,null,null,null,null,null,null,null,null,null,null,null,null,null,null,null,null,null,null,null,null,null,null,null,null,null,null,null,null,null,null,null,null,null,null,null,null,null,null,null,null,null,null,null,20,{"$f":"BY451","v":17},473,{"$f":"OFFSET(CIV!$D$1,IF($CA$1,BX475,366-BX475),BY475)","v":442.3},{"$f":"IF(BZ475=SUMIF(CIV!$AQ$51:$AQ$90,CB474,CIV!$BK$51:$BK$90),CB474+1,CB474)","v":2},731.1,{"$f":"SUMIF(CIV!$AQ$51:$AQ$90,CB475,CIV!$BJ$51:$BJ$90)","v":716.53351422037883}]
[null,null,null,null,null,null,null,null,null,null,null,null,null,null,null,null,null,null,null,null,null,null,null,null,null,null,null,null,null,null,null,null,null,null,null,null,null,null,null,null,null,null,null,null,null,null,null,null,null,null,null,null,null,null,null,null,null,null,null,null,null,null,null,null,null,null,null,null,null,null,null,null,null,null,null,20,18,474,{"$f":"OFFSET(CIV!$D$1,IF($CA$1,BX476,366-BX476),BY476)","v":460.7},{"$f":"IF(BZ476=SUMIF(CIV!$AQ$51:$AQ$90,CB475,CIV!$BK$51:$BK$90),CB475+1,CB475)","v":2},731.1,{"$f":"SUMIF(CIV!$AQ$51:$AQ$90,CB476,CIV!$BJ$51:$BJ$90)","v":716.53351422037883}]
[null,null,null,null,null,null,null,null,null,null,null,null,null,null,null,null,null,null,null,null,null,null,null,null,null,null,null,null,null,null,null,null,null,null,null,null,null,null,null,null,null,null,null,null,null,null,null,null,null,null,null,null,null,null,null,null,null,null,null,null,null,null,null,null,null,null,null,null,null,null,null,null,null,null,null,20,19,475,{"$f":"OFFSET(CIV!$D$1,IF($CA$1,BX477,366-BX477),BY477)","v":624.70000000000005},{"$f":"IF(BZ477=SUMIF(CIV!$AQ$51:$AQ$90,CB476,CIV!$BK$51:$BK$90),CB476+1,CB476)","v":2},731.1,{"$f":"SUMIF(CIV!$AQ$51:$AQ$90,CB477,CIV!$BJ$51:$BJ$90)","v":716.53351422037883}]
[null,null,null,null,null,null,null,null,null,null,null,null,null,null,null,null,null,null,null,null,null,null,null,null,null,null,null,null,null,null,null,null,null,null,null,null,null,null,null,null,null,null,null,null,null,null,null,null,null,null,null,null,null,null,null,null,null,null,null,null,null,null,null,null,null,null,null,null,null,null,null,null,null,null,null,20,20,476,{"$f":"OFFSET(CIV!$D$1,IF($CA$1,BX478,366-BX478),BY478)","v":674.8},{"$f":"IF(BZ478=SUMIF(CIV!$AQ$51:$AQ$90,CB477,CIV!$BK$51:$BK$90),CB477+1,CB477)","v":2},730.9,{"$f":"SUMIF(CIV!$AQ$51:$AQ$90,CB478,CIV!$BJ$51:$BJ$90)","v":716.53351422037883}]
[null,null,null,null,null,null,null,null,null,null,null,null,null,null,null,null,null,null,null,null,null,null,null,null,null,null,null,null,null,null,null,null,null,null,null,null,null,null,null,null,null,null,null,null,null,null,null,null,null,null,null,null,null,null,null,null,null,null,null,null,null,null,null,null,null,null,null,null,null,null,null,null,null,null,null,20,21,477,{"$f":"OFFSET(CIV!$D$1,IF($CA$1,BX479,366-BX479),BY479)","v":677.2},{"$f":"IF(BZ479=SUMIF(CIV!$AQ$51:$AQ$90,CB478,CIV!$BK$51:$BK$90),CB478+1,CB478)","v":2},730.8,{"$f":"SUMIF(CIV!$AQ$51:$AQ$90,CB479,CIV!$BJ$51:$BJ$90)","v":716.53351422037883}]
[null,null,null,null,null,null,null,null,null,null,null,null,null,null,null,null,null,null,null,null,null,null,null,null,null,null,null,null,null,null,null,null,null,null,null,null,null,null,null,null,null,null,null,null,null,null,null,null,null,null,null,null,null,null,null,null,null,null,null,null,null,null,null,null,null,null,null,null,null,null,null,null,null,null,null,20,22,478,{"$f":"OFFSET(CIV!$D$1,IF($CA$1,BX480,366-BX480),BY480)","v":669.6},{"$f":"IF(BZ480=SUMIF(CIV!$AQ$51:$AQ$90,CB479,CIV!$BK$51:$BK$90),CB479+1,CB479)","v":2},730.8,{"$f":"SUMIF(CIV!$AQ$51:$AQ$90,CB480,CIV!$BJ$51:$BJ$90)","v":716.53351422037883}]
[null,null,null,null,null,null,null,null,null,null,null,null,null,null,null,null,null,null,null,null,null,null,null,null,null,null,null,null,null,null,null,null,null,null,null,null,null,null,null,null,null,null,null,null,null,null,null,null,null,null,null,null,null,null,null,null,null,null,null,null,null,null,null,null,null,null,null,null,null,null,null,null,null,null,null,20,23,479,{"$f":"OFFSET(CIV!$D$1,IF($CA$1,BX481,366-BX481),BY481)","v":629.70000000000005},{"$f":"IF(BZ481=SUMIF(CIV!$AQ$51:$AQ$90,CB480,CIV!$BK$51:$BK$90),CB480+1,CB480)","v":2},730.79,{"$f":"SUMIF(CIV!$AQ$51:$AQ$90,CB481,CIV!$BJ$51:$BJ$90)","v":716.53351422037883}]
[null,null,null,null,null,null,null,null,null,null,null,null,null,null,null,null,null,null,null,null,null,null,null,null,null,null,null,null,null,null,null,null,null,null,null,null,null,null,null,null,null,null,null,null,null,null,null,null,null,null,null,null,null,null,null,null,null,null,null,null,null,null,null,null,null,null,null,null,null,null,null,null,null,null,null,20,24,480,{"$f":"OFFSET(CIV!$D$1,IF($CA$1,BX482,366-BX482),BY482)","v":583.70000000000005},{"$f":"IF(BZ482=SUMIF(CIV!$AQ$51:$AQ$90,CB481,CIV!$BK$51:$BK$90),CB481+1,CB481)","v":2},730.7,{"$f":"SUMIF(CIV!$AQ$51:$AQ$90,CB482,CIV!$BJ$51:$BJ$90)","v":716.53351422037883}]
[null,null,null,null,null,null,null,null,null,null,null,null,null,null,null,null,null,null,null,null,null,null,null,null,null,null,null,null,null,null,null,null,null,null,null,null,null,null,null,null,null,null,null,null,null,null,null,null,null,null,null,null,null,null,null,null,null,null,null,null,null,null,null,null,null,null,null,null,null,null,null,null,null,null,null,21,1,481,{"$f":"OFFSET(CIV!$D$1,IF($CA$1,BX483,366-BX483),BY483)","v":544.5},{"$f":"IF(BZ483=SUMIF(CIV!$AQ$51:$AQ$90,CB482,CIV!$BK$51:$BK$90),CB482+1,CB482)","v":2},730.7,{"$f":"SUMIF(CIV!$AQ$51:$AQ$90,CB483,CIV!$BJ$51:$BJ$90)","v":716.53351422037883}]
[null,null,null,null,null,null,null,null,null,null,null,null,null,null,null,null,null,null,null,null,null,null,null,null,null,null,null,null,null,null,null,null,null,null,null,null,null,null,null,null,null,null,null,null,null,null,null,null,null,null,null,null,null,null,null,null,null,null,null,null,null,null,null,null,null,null,null,null,null,null,null,null,null,null,null,21,2,482,{"$f":"OFFSET(CIV!$D$1,IF($CA$1,BX484,366-BX484),BY484)","v":528.70000000000005},{"$f":"IF(BZ484=SUMIF(CIV!$AQ$51:$AQ$90,CB483,CIV!$BK$51:$BK$90),CB483+1,CB483)","v":2},730.7,{"$f":"SUMIF(CIV!$AQ$51:$AQ$90,CB484,CIV!$BJ$51:$BJ$90)","v":716.53351422037883}]
[null,null,null,null,null,null,null,null,null,null,null,null,null,null,null,null,null,null,null,null,null,null,null,null,null,null,null,null,null,null,null,null,null,null,null,null,null,null,null,null,null,null,null,null,null,null,null,null,null,null,null,null,null,null,null,null,null,null,null,null,null,null,null,null,null,null,null,null,null,null,null,null,null,null,null,21,3,483,{"$f":"OFFSET(CIV!$D$1,IF($CA$1,BX485,366-BX485),BY485)","v":523.4},{"$f":"IF(BZ485=SUMIF(CIV!$AQ$51:$AQ$90,CB484,CIV!$BK$51:$BK$90),CB484+1,CB484)","v":2},730.6,{"$f":"SUMIF(CIV!$AQ$51:$AQ$90,CB485,CIV!$BJ$51:$BJ$90)","v":716.53351422037883}]
[null,null,null,null,null,null,null,null,null,null,null,null,null,null,null,null,null,null,null,null,null,null,null,null,null,null,null,null,null,null,null,null,null,null,null,null,null,null,null,null,null,null,null,null,null,null,null,null,null,null,null,null,null,null,null,null,null,null,null,null,null,null,null,null,null,null,null,null,null,null,null,null,null,null,null,21,4,484,{"$f":"OFFSET(CIV!$D$1,IF($CA$1,BX486,366-BX486),BY486)","v":514.70000000000005},{"$f":"IF(BZ486=SUMIF(CIV!$AQ$51:$AQ$90,CB485,CIV!$BK$51:$BK$90),CB485+1,CB485)","v":2},730.6,{"$f":"SUMIF(CIV!$AQ$51:$AQ$90,CB486,CIV!$BJ$51:$BJ$90)","v":716.53351422037883}]
[null,null,null,null,null,null,null,null,null,null,null,null,null,null,null,null,null,null,null,null,null,null,null,null,null,null,null,null,null,null,null,null,null,null,null,null,null,null,null,null,null,null,null,null,null,null,null,null,null,null,null,null,null,null,null,null,null,null,null,null,null,null,null,null,null,null,null,null,null,null,null,null,null,null,null,21,5,485,{"$f":"OFFSET(CIV!$D$1,IF($CA$1,BX487,366-BX487),BY487)","v":523.70000000000005},{"$f":"IF(BZ487=SUMIF(CIV!$AQ$51:$AQ$90,CB486,CIV!$BK$51:$BK$90),CB486+1,CB486)","v":2},730.3,{"$f":"SUMIF(CIV!$AQ$51:$AQ$90,CB487,CIV!$BJ$51:$BJ$90)","v":716.53351422037883}]
[null,null,null,null,null,null,null,null,null,null,null,null,null,null,null,null,null,null,null,null,null,null,null,null,null,null,null,null,null,null,null,null,null,null,null,null,null,null,null,null,null,null,null,null,null,null,null,null,null,null,null,null,null,null,null,null,null,null,null,null,null,null,null,null,null,null,null,null,null,null,null,null,null,null,null,21,6,486,{"$f":"OFFSET(CIV!$D$1,IF($CA$1,BX488,366-BX488),BY488)","v":564.9},{"$f":"IF(BZ488=SUMIF(CIV!$AQ$51:$AQ$90,CB487,CIV!$BK$51:$BK$90),CB487+1,CB487)","v":2},730.3,{"$f":"SUMIF(CIV!$AQ$51:$AQ$90,CB488,CIV!$BJ$51:$BJ$90)","v":716.53351422037883}]
[null,null,null,null,null,null,null,null,null,null,null,null,null,null,null,null,null,null,null,null,null,null,null,null,null,null,null,null,null,null,null,null,null,null,null,null,null,null,null,null,null,null,null,null,null,null,null,null,null,null,null,null,null,null,null,null,null,null,null,null,null,null,null,null,null,null,null,null,null,null,null,null,null,null,null,21,7,487,{"$f":"OFFSET(CIV!$D$1,IF($CA$1,BX489,366-BX489),BY489)","v":508.4},{"$f":"IF(BZ489=SUMIF(CIV!$AQ$51:$AQ$90,CB488,CIV!$BK$51:$BK$90),CB488+1,CB488)","v":2},730.3,{"$f":"SUMIF(CIV!$AQ$51:$AQ$90,CB489,CIV!$BJ$51:$BJ$90)","v":716.53351422037883}]
[null,null,null,null,null,null,null,null,null,null,null,null,null,null,null,null,null,null,null,null,null,null,null,null,null,null,null,null,null,null,null,null,null,null,null,null,null,null,null,null,null,null,null,null,null,null,null,null,null,null,null,null,null,null,null,null,null,null,null,null,null,null,null,null,null,null,null,null,null,null,null,null,null,null,null,21,8,488,{"$f":"OFFSET(CIV!$D$1,IF($CA$1,BX490,366-BX490),BY490)","v":505.2},{"$f":"IF(BZ490=SUMIF(CIV!$AQ$51:$AQ$90,CB489,CIV!$BK$51:$BK$90),CB489+1,CB489)","v":2},730.2,{"$f":"SUMIF(CIV!$AQ$51:$AQ$90,CB490,CIV!$BJ$51:$BJ$90)","v":716.53351422037883}]
[null,null,null,null,null,null,null,null,null,null,null,null,null,null,null,null,null,null,null,null,null,null,null,null,null,null,null,null,null,null,null,null,null,null,null,null,null,null,null,null,null,null,null,null,null,null,null,null,null,null,null,null,null,null,null,null,null,null,null,null,null,null,null,null,null,null,null,null,null,null,null,null,null,null,null,21,9,489,{"$f":"OFFSET(CIV!$D$1,IF($CA$1,BX491,366-BX491),BY491)","v":526.1},{"$f":"IF(BZ491=SUMIF(CIV!$AQ$51:$AQ$90,CB490,CIV!$BK$51:$BK$90),CB490+1,CB490)","v":2},730,{"$f":"SUMIF(CIV!$AQ$51:$AQ$90,CB491,CIV!$BJ$51:$BJ$90)","v":716.53351422037883}]
[null,null,null,null,null,null,null,null,null,null,null,null,null,null,null,null,null,null,null,null,null,null,null,null,null,null,null,null,null,null,null,null,null,null,null,null,null,null,null,null,null,null,null,null,null,null,null,null,null,null,null,null,null,null,null,null,null,null,null,null,null,null,null,null,null,null,null,null,null,null,null,null,null,null,null,21,10,490,{"$f":"OFFSET(CIV!$D$1,IF($CA$1,BX492,366-BX492),BY492)","v":540.29999999999995},{"$f":"IF(BZ492=SUMIF(CIV!$AQ$51:$AQ$90,CB491,CIV!$BK$51:$BK$90),CB491+1,CB491)","v":2},729.9,{"$f":"SUMIF(CIV!$AQ$51:$AQ$90,CB492,CIV!$BJ$51:$BJ$90)","v":716.53351422037883}]
[null,null,null,null,null,null,null,null,null,null,null,null,null,null,null,null,null,null,null,null,null,null,null,null,null,null,null,null,null,null,null,null,null,null,null,null,null,null,null,null,null,null,null,null,null,null,null,null,null,null,null,null,null,null,null,null,null,null,null,null,null,null,null,null,null,null,null,null,null,null,null,null,null,null,null,21,11,491,{"$f":"OFFSET(CIV!$D$1,IF($CA$1,BX493,366-BX493),BY493)","v":546.9},{"$f":"IF(BZ493=SUMIF(CIV!$AQ$51:$AQ$90,CB492,CIV!$BK$51:$BK$90),CB492+1,CB492)","v":2},729.8,{"$f":"SUMIF(CIV!$AQ$51:$AQ$90,CB493,CIV!$BJ$51:$BJ$90)","v":716.53351422037883}]
[null,null,null,null,null,null,null,null,null,null,null,null,null,null,null,null,null,null,null,null,null,null,null,null,null,null,null,null,null,null,null,null,null,null,null,null,null,null,null,null,null,null,null,null,null,null,null,null,null,null,null,null,null,null,null,null,null,null,null,null,null,null,null,null,null,null,null,null,null,null,null,null,null,null,null,21,12,492,{"$f":"OFFSET(CIV!$D$1,IF($CA$1,BX494,366-BX494),BY494)","v":549.29999999999995},{"$f":"IF(BZ494=SUMIF(CIV!$AQ$51:$AQ$90,CB493,CIV!$BK$51:$BK$90),CB493+1,CB493)","v":2},729.7,{"$f":"SUMIF(CIV!$AQ$51:$AQ$90,CB494,CIV!$BJ$51:$BJ$90)","v":716.53351422037883}]
[null,null,null,null,null,null,null,null,null,null,null,null,null,null,null,null,null,null,null,null,null,null,null,null,null,null,null,null,null,null,null,null,null,null,null,null,null,null,null,null,null,null,null,null,null,null,null,null,null,null,null,null,null,null,null,null,null,null,null,null,null,null,null,null,null,null,null,null,null,null,null,null,null,null,null,21,13,493,{"$f":"OFFSET(CIV!$D$1,IF($CA$1,BX495,366-BX495),BY495)","v":549.20000000000005},{"$f":"IF(BZ495=SUMIF(CIV!$AQ$51:$AQ$90,CB494,CIV!$BK$51:$BK$90),CB494+1,CB494)","v":2},729.6,{"$f":"SUMIF(CIV!$AQ$51:$AQ$90,CB495,CIV!$BJ$51:$BJ$90)","v":716.53351422037883}]
[null,null,null,null,null,null,null,null,null,null,null,null,null,null,null,null,null,null,null,null,null,null,null,null,null,null,null,null,null,null,null,null,null,null,null,null,null,null,null,null,null,null,null,null,null,null,null,null,null,null,null,null,null,null,null,null,null,null,null,null,null,null,null,null,null,null,null,null,null,null,null,null,null,null,null,21,14,494,{"$f":"OFFSET(CIV!$D$1,IF($CA$1,BX496,366-BX496),BY496)","v":554.20000000000005},{"$f":"IF(BZ496=SUMIF(CIV!$AQ$51:$AQ$90,CB495,CIV!$BK$51:$BK$90),CB495+1,CB495)","v":2},729.5,{"$f":"SUMIF(CIV!$AQ$51:$AQ$90,CB496,CIV!$BJ$51:$BJ$90)","v":716.53351422037883}]
[null,null,null,null,null,null,null,null,null,null,null,null,null,null,null,null,null,null,null,null,null,null,null,null,null,null,null,null,null,null,null,null,null,null,null,null,null,null,null,null,null,null,null,null,null,null,null,null,null,null,null,null,null,null,null,null,null,null,null,null,null,null,null,null,null,null,null,null,null,null,null,null,null,null,null,21,15,495,{"$f":"OFFSET(CIV!$D$1,IF($CA$1,BX497,366-BX497),BY497)","v":561.79999999999995},{"$f":"IF(BZ497=SUMIF(CIV!$AQ$51:$AQ$90,CB496,CIV!$BK$51:$BK$90),CB496+1,CB496)","v":2},729.4,{"$f":"SUMIF(CIV!$AQ$51:$AQ$90,CB497,CIV!$BJ$51:$BJ$90)","v":716.53351422037883}]
[null,null,null,null,null,null,null,null,null,null,null,null,null,null,null,null,null,null,null,null,null,null,null,null,null,null,null,null,null,null,null,null,null,null,null,null,null,null,null,null,null,null,null,null,null,null,null,null,null,null,null,null,null,null,null,null,null,null,null,null,null,null,null,null,null,null,null,null,null,null,null,null,null,null,null,21,16,496,{"$f":"OFFSET(CIV!$D$1,IF($CA$1,BX498,366-BX498),BY498)","v":559.5},{"$f":"IF(BZ498=SUMIF(CIV!$AQ$51:$AQ$90,CB497,CIV!$BK$51:$BK$90),CB497+1,CB497)","v":2},729.3,{"$f":"SUMIF(CIV!$AQ$51:$AQ$90,CB498,CIV!$BJ$51:$BJ$90)","v":716.53351422037883}]
[null,null,null,null,null,null,null,null,null,null,null,null,null,null,null,null,null,null,null,null,null,null,null,null,null,null,null,null,null,null,null,null,null,null,null,null,null,null,null,null,null,null,null,null,null,null,null,null,null,null,null,null,null,null,null,null,null,null,null,null,null,null,null,null,null,null,null,null,null,null,null,null,null,null,null,21,17,497,{"$f":"OFFSET(CIV!$D$1,IF($CA$1,BX499,366-BX499),BY499)","v":542.9},{"$f":"IF(BZ499=SUMIF(CIV!$AQ$51:$AQ$90,CB498,CIV!$BK$51:$BK$90),CB498+1,CB498)","v":2},729.3,{"$f":"SUMIF(CIV!$AQ$51:$AQ$90,CB499,CIV!$BJ$51:$BJ$90)","v":716.53351422037883}]
[null,null,null,null,null,null,null,null,null,null,null,null,null,null,null,null,null,null,null,null,null,null,null,null,null,null,null,null,null,null,null,null,null,null,null,null,null,null,null,null,null,null,null,null,null,null,null,null,null,null,null,null,null,null,null,null,null,null,null,null,null,null,null,null,null,null,null,null,null,null,null,null,null,null,null,21,18,498,{"$f":"OFFSET(CIV!$D$1,IF($CA$1,BX500,366-BX500),BY500)","v":544.1},{"$f":"IF(BZ500=SUMIF(CIV!$AQ$51:$AQ$90,CB499,CIV!$BK$51:$BK$90),CB499+1,CB499)","v":2},729.3,{"$f":"SUMIF(CIV!$AQ$51:$AQ$90,CB500,CIV!$BJ$51:$BJ$90)","v":716.53351422037883}]
[null,null,null,null,null,null,null,null,null,null,null,null,null,null,null,null,null,null,null,null,null,null,null,null,null,null,null,null,null,null,null,null,null,null,null,null,null,null,null,null,null,null,null,null,null,null,null,null,null,null,null,null,null,null,null,null,null,null,null,null,null,null,null,null,null,null,null,null,null,null,null,null,null,null,null,22,4,508,{"$f":"OFFSET(CIV!$D$1,IF($CA$1,BX510,366-BX510),BY510)","v":550.4},{"$f":"IF(BZ510=SUMIF(CIV!$AQ$51:$AQ$90,CB509,CIV!$BK$51:$BK$90),CB509+1,CB509)","v":2},728.6,{"$f":"SUMIF(CIV!$AQ$51:$AQ$90,CB510,CIV!$BJ$51:$BJ$90)","v":716.53351422037883}]
[null,null,null,null,null,null,null,null,null,null,null,null,null,null,null,null,null,null,null,null,null,null,null,null,null,null,null,null,null,null,null,null,null,null,null,null,null,null,null,null,null,null,null,null,null,null,null,null,null,null,null,null,null,null,null,null,null,null,null,null,null,null,null,null,null,null,null,null,null,null,null,null,null,null,null,22,21,525,{"$f":"OFFSET(CIV!$D$1,IF($CA$1,BX527,366-BX527),BY527)","v":743.9},{"$f":"IF(BZ527=SUMIF(CIV!$AQ$51:$AQ$90,CB526,CIV!$BK$51:$BK$90),CB526+1,CB526)","v":2},727.8,{"$f":"SUMIF(CIV!$AQ$51:$AQ$90,CB527,CIV!$BJ$51:$BJ$90)","v":716.53351422037883}]
[null,null,null,null,null,null,null,null,null,null,null,null,null,null,null,null,null,null,null,null,null,null,null,null,null,null,null,null,null,null,null,null,null,null,null,null,null,null,null,null,null,null,null,null,null,null,null,null,null,null,null,null,null,null,null,null,null,null,null,null,null,null,null,null,null,null,null,null,null,null,null,null,null,null,null,23,14,542,{"$f":"OFFSET(CIV!$D$1,IF($CA$1,BX544,366-BX544),BY544)","v":541.6},{"$f":"IF(BZ544=SUMIF(CIV!$AQ$51:$AQ$90,CB543,CIV!$BK$51:$BK$90),CB543+1,CB543)","v":2},726.4,{"$f":"SUMIF(CIV!$AQ$51:$AQ$90,CB544,CIV!$BJ$51:$BJ$90)","v":716.53351422037883}]
[null,null,null,null,null,null,null,null,null,null,null,null,null,null,null,null,null,null,null,null,null,null,null,null,null,null,null,null,null,null,null,null,null,null,null,null,null,null,null,null,null,null,null,null,null,null,null,null,null,null,null,null,null,null,null,null,null,null,null,null,null,null,null,null,null,null,null,null,null,null,null,null,null,null,null,23,24,552,{"$f":"OFFSET(CIV!$D$1,IF($CA$1,BX554,366-BX554),BY554)","v":597},{"$f":"IF(BZ554=SUMIF(CIV!$AQ$51:$AQ$90,CB553,CIV!$BK$51:$BK$90),CB553+1,CB553)","v":2},725.8,{"$f":"SUMIF(CIV!$AQ$51:$AQ$90,CB554,CIV!$BJ$51:$BJ$90)","v":716.53351422037883}]
[null,null,null,null,null,null,null,null,null,null,null,null,null,null,null,null,null,null,null,null,null,null,null,null,null,null,null,null,null,null,null,null,null,null,null,null,null,null,null,null,null,null,null,null,null,null,null,null,null,null,null,null,null,null,null,null,null,null,null,null,null,null,null,null,null,null,null,null,null,null,null,null,null,null,null,{"$f":"ROUNDDOWN((BZ579-1)/24,0)+1","v":25},1,577,{"$f":"OFFSET(CIV!$D$1,IF($CA$1,BX579,366-BX579),BY579)","v":558.29999999999995},{"$f":"IF(BZ579=SUMIF(CIV!$AQ$51:$AQ$90,CB578,CIV!$BK$51:$BK$90),CB578+1,CB578)","v":2},723.8,{"$f":"SUMIF(CIV!$AQ$51:$AQ$90,CB579,CIV!$BJ$51:$BJ$90)","v":716.53351422037883}]
[null,null,null,null,null,null,null,null,null,null,null,null,null,null,null,null,null,null,null,null,null,null,null,null,null,null,null,null,null,null,null,null,null,null,null,null,null,null,null,null,null,null,null,null,null,null,null,null,null,null,null,null,null,null,null,null,null,null,null,null,null,null,null,null,null,null,null,null,null,null,null,null,null,null,null,25,18,594,{"$f":"OFFSET(CIV!$D$1,IF($CA$1,BX596,366-BX596),BY596)","v":534.70000000000005},{"$f":"IF(BZ596=SUMIF(CIV!$AQ$51:$AQ$90,CB595,CIV!$BK$51:$BK$90),CB595+1,CB595)","v":3},722.8,{"$f":"SUMIF(CIV!$AQ$51:$AQ$90,CB596,CIV!$BJ$51:$BJ$90)","v":708.85719660004145}]
[null,null,null,null,null,null,null,null,null,null,null,null,null,null,null,null,null,null,null,null,null,null,null,null,null,null,null,null,null,null,null,null,null,null,null,null,null,null,null,null,null,null,null,null,null,null,null,null,null,null,null,null,null,null,null,null,null,null,null,null,null,null,null,null,null,null,null,null,null,null,null,null,null,null,null,26,11,611,{"$f":"OFFSET(CIV!$D$1,IF($CA$1,BX613,366-BX613),BY613)","v":472.6},{"$f":"IF(BZ613=SUMIF(CIV!$AQ$51:$AQ$90,CB612,CIV!$BK$51:$BK$90),CB612+1,CB612)","v":3},722.1,{"$f":"SUMIF(CIV!$AQ$51:$AQ$90,CB613,CIV!$BJ$51:$BJ$90)","v":708.85719660004145}]
[null,null,null,null,null,null,null,null,null,null,null,null,null,null,null,null,null,null,null,null,null,null,null,null,null,null,null,null,null,null,null,null,null,null,null,null,null,null,null,null,null,null,null,null,null,null,null,null,null,null,null,null,null,null,null,null,null,null,null,null,null,null,null,null,null,null,null,null,null,null,null,null,null,null,null,26,18,618,{"$f":"OFFSET(CIV!$D$1,IF($CA$1,BX620,366-BX620),BY620)","v":494.3},{"$f":"IF(BZ620=SUMIF(CIV!$AQ$51:$AQ$90,CB619,CIV!$BK$51:$BK$90),CB619+1,CB619)","v":3},721.7,{"$f":"SUMIF(CIV!$AQ$51:$AQ$90,CB620,CIV!$BJ$51:$BJ$90)","v":708.85719660004145}]
[null,null,null,null,null,null,null,null,null,null,null,null,null,null,null,null,null,null,null,null,null,null,null,null,null,null,null,null,null,null,null,null,null,null,null,null,null,null,null,null,null,null,null,null,null,null,null,null,null,null,null,null,null,null,null,null,null,null,null,null,null,null,null,null,null,null,null,null,null,null,null,null,null,null,null,27,6,630,{"$f":"OFFSET(CIV!$D$1,IF($CA$1,BX632,366-BX632),BY632)","v":529.4},{"$f":"IF(BZ632=SUMIF(CIV!$AQ$51:$AQ$90,CB631,CIV!$BK$51:$BK$90),CB631+1,CB631)","v":3},721,{"$f":"SUMIF(CIV!$AQ$51:$AQ$90,CB632,CIV!$BJ$51:$BJ$90)","v":708.85719660004145}]
[null,null,null,null,null,null,null,null,null,null,null,null,null,null,null,null,null,null,null,null,null,null,null,null,null,null,null,null,null,null,null,null,null,null,null,null,null,null,null,null,null,null,null,null,null,null,null,null,null,null,null,null,null,null,null,null,null,null,null,null,null,null,null,null,null,null,null,null,null,null,null,null,null,null,null,27,23,647,{"$f":"OFFSET(CIV!$D$1,IF($CA$1,BX649,366-BX649),BY649)","v":607.20000000000005},{"$f":"IF(BZ649=SUMIF(CIV!$AQ$51:$AQ$90,CB648,CIV!$BK$51:$BK$90),CB648+1,CB648)","v":3},719.8,{"$f":"SUMIF(CIV!$AQ$51:$AQ$90,CB649,CIV!$BJ$51:$BJ$90)","v":708.85719660004145}]
[null,null,null,null,null,null,null,null,null,null,null,null,null,null,null,null,null,null,null,null,null,null,null,null,null,null,null,null,null,null,null,null,null,null,null,null,null,null,null,null,null,null,null,null,null,null,null,null,null,null,null,null,null,null,null,null,null,null,null,null,null,null,null,null,null,null,null,null,null,null,null,null,null,null,null,28,20,668,{"$f":"OFFSET(CIV!$D$1,IF($CA$1,BX670,366-BX670),BY670)","v":711},{"$f":"IF(BZ670=SUMIF(CIV!$AQ$51:$AQ$90,CB669,CIV!$BK$51:$BK$90),CB669+1,CB669)","v":3},718.5,{"$f":"SUMIF(CIV!$AQ$51:$AQ$90,CB670,CIV!$BJ$51:$BJ$90)","v":708.85719660004145}]
[null,null,null,null,null,null,null,null,null,null,null,null,null,null,null,null,null,null,null,null,null,null,null,null,null,null,null,null,null,null,null,null,null,null,null,null,null,null,null,null,null,null,null,null,null,null,null,null,null,null,null,null,null,null,null,null,null,null,null,null,null,null,null,null,null,null,null,null,null,null,null,null,null,null,null,29,10,682,{"$f":"OFFSET(CIV!$D$1,IF($CA$1,BX684,366-BX684),BY684)","v":524},{"$f":"IF(BZ684=SUMIF(CIV!$AQ$51:$AQ$90,CB683,CIV!$BK$51:$BK$90),CB683+1,CB683)","v":3},717.6,{"$f":"SUMIF(CIV!$AQ$51:$AQ$90,CB684,CIV!$BJ$51:$BJ$90)","v":708.85719660004145}]
[null,null,null,null,null,null,null,null,null,null,null,null,null,null,null,null,null,null,null,null,null,null,null,null,null,null,null,null,null,null,null,null,null,null,null,null,null,null,null,null,null,null,null,null,null,null,null,null,null,null,null,null,null,null,null,null,null,null,null,null,null,null,null,null,null,null,null,null,null,null,null,null,null,null,null,30,3,699,{"$f":"OFFSET(CIV!$D$1,IF($CA$1,BX701,366-BX701),BY701)","v":508.4},{"$f":"IF(BZ701=SUMIF(CIV!$AQ$51:$AQ$90,CB700,CIV!$BK$51:$BK$90),CB700+1,CB700)","v":3},716.3,{"$f":"SUMIF(CIV!$AQ$51:$AQ$90,CB701,CIV!$BJ$51:$BJ$90)","v":708.85719660004145}]
[null,null,null,null,null,null,null,null,null,null,null,null,null,null,null,null,null,null,null,null,null,null,null,null,null,null,null,null,null,null,null,null,null,null,null,null,null,null,null,null,null,null,null,null,null,null,null,null,null,null,null,null,null,null,null,null,null,null,null,null,null,null,null,null,null,null,null,null,null,null,null,null,null,null,null,30,20,716,{"$f":"OFFSET(CIV!$D$1,IF($CA$1,BX718,366-BX718),BY718)","v":719.9},{"$f":"IF(BZ718=SUMIF(CIV!$AQ$51:$AQ$90,CB717,CIV!$BK$51:$BK$90),CB717+1,CB717)","v":3},715.4,{"$f":"SUMIF(CIV!$AQ$51:$AQ$90,CB718,CIV!$BJ$51:$BJ$90)","v":708.85719660004145}]
[null,null,null,null,null,null,null,null,null,null,null,null,null,null,null,null,null,null,null,null,null,null,null,null,null,null,null,null,null,null,null,null,null,null,null,null,null,null,null,null,null,null,null,null,null,null,null,null,null,null,null,null,null,null,null,null,null,null,null,null,null,null,null,null,null,null,null,null,null,null,null,null,null,null,null,31,15,735,{"$f":"OFFSET(CIV!$D$1,IF($CA$1,BX737,366-BX737),BY737)","v":543.1},{"$f":"IF(BZ737=SUMIF(CIV!$AQ$51:$AQ$90,CB736,CIV!$BK$51:$BK$90),CB736+1,CB736)","v":3},714.2,{"$f":"SUMIF(CIV!$AQ$51:$AQ$90,CB737,CIV!$BJ$51:$BJ$90)","v":708.85719660004145}]
[null,null,null,null,null,null,null,null,null,null,null,null,null,null,null,null,null,null,null,null,null,null,null,null,null,null,null,null,null,null,null,null,null,null,null,null,null,null,null,null,null,null,null,null,null,null,null,null,null,null,null,null,null,null,null,null,null,null,null,null,null,null,null,null,null,null,null,null,null,null,null,null,null,null,null,32,7,751,{"$f":"OFFSET(CIV!$D$1,IF($CA$1,BX753,366-BX753),BY753)","v":514.29999999999995},{"$f":"IF(BZ753=SUMIF(CIV!$AQ$51:$AQ$90,CB752,CIV!$BK$51:$BK$90),CB752+1,CB752)","v":3},712.9,{"$f":"SUMIF(CIV!$AQ$51:$AQ$90,CB753,CIV!$BJ$51:$BJ$90)","v":708.85719660004145}]
[null,null,null,null,null,null,null,null,null,null,null,null,null,null,null,null,null,null,null,null,null,null,null,null,null,null,null,null,null,null,null,null,null,null,null,null,null,null,null,null,null,null,null,null,null,null,null,null,null,null,null,null,null,null,null,null,null,null,null,null,null,null,null,null,null,null,null,null,null,null,null,null,null,null,null,32,24,768,{"$f":"OFFSET(CIV!$D$1,IF($CA$1,BX770,366-BX770),BY770)","v":648.20000000000005},{"$f":"IF(BZ770=SUMIF(CIV!$AQ$51:$AQ$90,CB769,CIV!$BK$51:$BK$90),CB769+1,CB769)","v":3},712.3,{"$f":"SUMIF(CIV!$AQ$51:$AQ$90,CB770,CIV!$BJ$51:$BJ$90)","v":708.85719660004145}]
[null,null,null,null,null,null,null,null,null,null,null,null,null,null,null,null,null,null,null,null,null,null,null,null,null,null,null,null,null,null,null,null,null,null,null,null,null,null,null,null,null,null,null,null,null,null,null,null,null,null,null,null,null,null,null,null,null,null,null,null,null,null,null,null,null,null,null,null,null,null,null,null,null,null,null,33,17,785,{"$f":"OFFSET(CIV!$D$1,IF($CA$1,BX787,366-BX787),BY787)","v":476.7},{"$f":"IF(BZ787=SUMIF(CIV!$AQ$51:$AQ$90,CB786,CIV!$BK$51:$BK$90),CB786+1,CB786)","v":3},711.5,{"$f":"SUMIF(CIV!$AQ$51:$AQ$90,CB787,CIV!$BJ$51:$BJ$90)","v":708.85719660004145}]
[null,null,null,null,null,null,null,null,null,null,null,null,null,null,null,null,null,null,null,null,null,null,null,null,null,null,null,null,null,null,null,null,null,null,null,null,null,null,null,null,null,null,null,null,null,null,null,null,null,null,null,null,null,null,null,null,null,null,null,null,null,null,null,null,null,null,null,null,null,null,null,null,null,null,null,34,9,801,{"$f":"OFFSET(CIV!$D$1,IF($CA$1,BX803,366-BX803),BY803)","v":429.6},{"$f":"IF(BZ803=SUMIF(CIV!$AQ$51:$AQ$90,CB802,CIV!$BK$51:$BK$90),CB802+1,CB802)","v":3},710.2,{"$f":"SUMIF(CIV!$AQ$51:$AQ$90,CB803,CIV!$BJ$51:$BJ$90)","v":708.85719660004145}]
[null,null,null,null,null,null,null,null,null,null,null,null,null,null,null,null,null,null,null,null,null,null,null,null,null,null,null,null,null,null,null,null,null,null,null,null,null,null,null,null,null,null,null,null,null,null,null,null,null,null,null,null,null,null,null,null,null,null,null,null,null,null,null,null,null,null,null,null,null,null,null,null,null,null,null,35,4,820,{"$f":"OFFSET(CIV!$D$1,IF($CA$1,BX822,366-BX822),BY822)","v":556.29999999999995},{"$f":"IF(BZ822=SUMIF(CIV!$AQ$51:$AQ$90,CB821,CIV!$BK$51:$BK$90),CB821+1,CB821)","v":3},709.3,{"$f":"SUMIF(CIV!$AQ$51:$AQ$90,CB822,CIV!$BJ$51:$BJ$90)","v":708.85719660004145}]
[null,null,null,null,null,null,null,null,null,null,null,null,null,null,null,null,null,null,null,null,null,null,null,null,null,null,null,null,null,null,null,null,null,null,null,null,null,null,null,null,null,null,null,null,null,null,null,null,null,null,null,null,null,null,null,null,null,null,null,null,null,null,null,null,null,null,null,null,null,null,null,null,null,null,null,35,21,837,{"$f":"OFFSET(CIV!$D$1,IF($CA$1,BX839,366-BX839),BY839)","v":760.2},{"$f":"IF(BZ839=SUMIF(CIV!$AQ$51:$AQ$90,CB838,CIV!$BK$51:$BK$90),CB838+1,CB838)","v":3},708.1,{"$f":"SUMIF(CIV!$AQ$51:$AQ$90,CB839,CIV!$BJ$51:$BJ$90)","v":708.85719660004145}]
[null,null,null,null,null,null,null,null,null,null,null,null,null,null,null,null,null,null,null,null,null,null,null,null,null,null,null,null,null,null,null,null,null,null,null,null,null,null,null,null,null,null,null,null,null,null,null,null,null,null,null,null,null,null,null,null,null,null,null,null,null,null,null,null,null,null,null,null,null,null,null,null,null,null,null,36,12,852,{"$f":"OFFSET(CIV!$D$1,IF($CA$1,BX854,366-BX854),BY854)","v":599.20000000000005},{"$f":"IF(BZ854=SUMIF(CIV!$AQ$51:$AQ$90,CB853,CIV!$BK$51:$BK$90),CB853+1,CB853)","v":3},706.4,{"$f":"SUMIF(CIV!$AQ$51:$AQ$90,CB854,CIV!$BJ$51:$BJ$90)","v":708.85719660004145}]
[null,null,null,null,null,null,null,null,null,null,null,null,null,null,null,null,null,null,null,null,null,null,null,null,null,null,null,null,null,null,null,null,null,null,null,null,null,null,null,null,null,null,null,null,null,null,null,null,null,null,null,null,null,null,null,null,null,null,null,null,null,null,null,null,null,null,null,null,null,null,null,null,null,null,null,37,8,872,{"$f":"OFFSET(CIV!$D$1,IF($CA$1,BX874,366-BX874),BY874)","v":556},{"$f":"IF(BZ874=SUMIF(CIV!$AQ$51:$AQ$90,CB873,CIV!$BK$51:$BK$90),CB873+1,CB873)","v":3},705.5,{"$f":"SUMIF(CIV!$AQ$51:$AQ$90,CB874,CIV!$BJ$51:$BJ$90)","v":708.85719660004145}]
[null,null,null,null,null,null,null,null,null,null,null,null,null,null,null,null,null,null,null,null,null,null,null,null,null,null,null,null,null,null,null,null,null,null,null,null,null,null,null,null,null,null,null,null,null,null,null,null,null,null,null,null,null,null,null,null,null,null,null,null,null,null,null,null,null,null,null,null,null,null,null,null,null,null,null,37,9,873,{"$f":"OFFSET(CIV!$D$1,IF($CA$1,BX875,366-BX875),BY875)","v":562.1},{"$f":"IF(BZ875=SUMIF(CIV!$AQ$51:$AQ$90,CB874,CIV!$BK$51:$BK$90),CB874+1,CB874)","v":3},705.5,{"$f":"SUMIF(CIV!$AQ$51:$AQ$90,CB875,CIV!$BJ$51:$BJ$90)","v":708.85719660004145}]
[null,null,null,null,null,null,null,null,null,null,null,null,null,null,null,null,null,null,null,null,null,null,null,null,null,null,null,null,null,null,null,null,null,null,null,null,null,null,null,null,null,null,null,null,null,null,null,null,null,null,null,null,null,null,null,null,null,null,null,null,null,null,null,null,null,null,null,null,null,null,null,null,null,null,null,38,2,890,{"$f":"OFFSET(CIV!$D$1,IF($CA$1,BX892,366-BX892),BY892)","v":626.1},{"$f":"IF(BZ892=SUMIF(CIV!$AQ$51:$AQ$90,CB891,CIV!$BK$51:$BK$90),CB891+1,CB891)","v":3},704.1,{"$f":"SUMIF(CIV!$AQ$51:$AQ$90,CB892,CIV!$BJ$51:$BJ$90)","v":708.85719660004145}]
[null,null,null,null,null,null,null,null,null,null,null,null,null,null,null,null,null,null,null,null,null,null,null,null,null,null,null,null,null,null,null,null,null,null,null,null,null,null,null,null,null,null,null,null,null,null,null,null,null,null,null,null,null,null,null,null,null,null,null,null,null,null,null,null,null,null,null,null,null,null,null,null,null,null,null,39,6,918,{"$f":"OFFSET(CIV!$D$1,IF($CA$1,BX920,366-BX920),BY920)","v":629.9},{"$f":"IF(BZ920=SUMIF(CIV!$AQ$51:$AQ$90,CB919,CIV!$BK$51:$BK$90),CB919+1,CB919)","v":3},702.6,{"$f":"SUMIF(CIV!$AQ$51:$AQ$90,CB920,CIV!$BJ$51:$BJ$90)","v":708.85719660004145}]
[null,null,null,null,null,null,null,null,null,null,null,null,null,null,null,null,null,null,null,null,null,null,null,null,null,null,null,null,null,null,null,null,null,null,null,null,null,null,null,null,null,null,null,null,null,null,null,null,null,null,null,null,null,null,null,null,null,null,null,null,null,null,null,null,null,null,null,null,null,null,null,null,null,null,null,39,13,925,{"$f":"OFFSET(CIV!$D$1,IF($CA$1,BX927,366-BX927),BY927)","v":551.5},{"$f":"IF(BZ927=SUMIF(CIV!$AQ$51:$AQ$90,CB926,CIV!$BK$51:$BK$90),CB926+1,CB926)","v":3},702.1,{"$f":"SUMIF(CIV!$AQ$51:$AQ$90,CB927,CIV!$BJ$51:$BJ$90)","v":708.85719660004145}]
[null,null,null,null,null,null,null,null,null,null,null,null,null,null,null,null,null,null,null,null,null,null,null,null,null,null,null,null,null,null,null,null,null,null,null,null,null,null,null,null,null,null,null,null,null,null,null,null,null,null,null,null,null,null,null,null,null,null,null,null,null,null,null,null,null,null,null,null,null,null,null,null,null,null,null,40,6,942,{"$f":"OFFSET(CIV!$D$1,IF($CA$1,BX944,366-BX944),BY944)","v":580.29999999999995},{"$f":"IF(BZ944=SUMIF(CIV!$AQ$51:$AQ$90,CB943,CIV!$BK$51:$BK$90),CB943+1,CB943)","v":3},701,{"$f":"SUMIF(CIV!$AQ$51:$AQ$90,CB944,CIV!$BJ$51:$BJ$90)","v":708.85719660004145}]
[null,null,null,null,null,null,null,null,null,null,null,null,null,null,null,null,null,null,null,null,null,null,null,null,null,null,null,null,null,null,null,null,null,null,null,null,null,null,null,null,null,null,null,null,null,null,null,null,null,null,null,null,null,null,null,null,null,null,null,null,null,null,null,null,null,null,null,null,null,null,null,null,null,null,null,41,8,968,{"$f":"OFFSET(CIV!$D$1,IF($CA$1,BX970,366-BX970),BY970)","v":424.7},{"$f":"IF(BZ970=SUMIF(CIV!$AQ$51:$AQ$90,CB969,CIV!$BK$51:$BK$90),CB969+1,CB969)","v":3},699.5,{"$f":"SUMIF(CIV!$AQ$51:$AQ$90,CB970,CIV!$BJ$51:$BJ$90)","v":708.85719660004145}]
[null,null,null,null,null,null,null,null,null,null,null,null,null,null,null,null,null,null,null,null,null,null,null,null,null,null,null,null,null,null,null,null,null,null,null,null,null,null,null,null,null,null,null,null,null,null,null,null,null,null,null,null,null,null,null,null,null,null,null,null,null,null,null,null,null,null,null,null,null,null,null,null,null,null,null,41,17,977,{"$f":"OFFSET(CIV!$D$1,IF($CA$1,BX979,366-BX979),BY979)","v":462.7},{"$f":"IF(BZ979=SUMIF(CIV!$AQ$51:$AQ$90,CB978,CIV!$BK$51:$BK$90),CB978+1,CB978)","v":3},698.8,{"$f":"SUMIF(CIV!$AQ$51:$AQ$90,CB979,CIV!$BJ$51:$BJ$90)","v":708.85719660004145}]
[null,null,null,null,null,null,null,null,null,null,null,null,null,null,null,null,null,null,null,null,null,null,null,null,null,null,null,null,null,null,null,null,null,null,null,null,null,null,null,null,null,null,null,null,null,null,null,null,null,null,null,null,null,null,null,null,null,null,null,null,null,null,null,null,null,null,null,null,null,null,null,null,null,null,null,42,10,994,{"$f":"OFFSET(CIV!$D$1,IF($CA$1,BX996,366-BX996),BY996)","v":580.29999999999995},{"$f":"IF(BZ996=SUMIF(CIV!$AQ$51:$AQ$90,CB995,CIV!$BK$51:$BK$90),CB995+1,CB995)","v":3},698.1,{"$f":"SUMIF(CIV!$AQ$51:$AQ$90,CB996,CIV!$BJ$51:$BJ$90)","v":708.85719660004145}]
[null,null,null,null,null,null,null,null,null,null,null,null,null,null,null,null,null,null,null,null,null,null,null,null,null,null,null,null,null,null,null,null,null,null,null,null,null,null,null,null,null,null,null,null,null,null,null,null,null,null,null,null,null,null,null,null,null,null,null,null,null,null,null,null,null,null,null,null,null,null,null,null,null,null,null,43,3,1011,{"$f":"OFFSET(CIV!$D$1,IF($CA$1,BX1013,366-BX1013),BY1013)","v":608},{"$f":"IF(BZ1013=SUMIF(CIV!$AQ$51:$AQ$90,CB1012,CIV!$BK$51:$BK$90),CB1012+1,CB1012)","v":3},696.3,{"$f":"SUMIF(CIV!$AQ$51:$AQ$90,CB1013,CIV!$BJ$51:$BJ$90)","v":708.85719660004145}]
[null,null,null,null,null,null,null,null,null,null,null,null,null,null,null,null,null,null,null,null,null,null,null,null,null,null,null,null,null,null,null,null,null,null,null,null,null,null,null,null,null,null,null,null,null,null,null,null,null,null,null,null,null,null,null,null,null,null,null,null,null,null,null,null,null,null,null,null,null,null,null,null,null,null,null,44,3,1035,{"$f":"OFFSET(CIV!$D$1,IF($CA$1,BX1037,366-BX1037),BY1037)","v":603.6},{"$f":"IF(BZ1037=SUMIF(CIV!$AQ$51:$AQ$90,CB1036,CIV!$BK$51:$BK$90),CB1036+1,CB1036)","v":3},694.7,{"$f":"SUMIF(CIV!$AQ$51:$AQ$90,CB1037,CIV!$BJ$51:$BJ$90)","v":708.85719660004145}]
[null,null,null,null,null,null,null,null,null,null,null,null,null,null,null,null,null,null,null,null,null,null,null,null,null,null,null,null,null,null,null,null,null,null,null,null,null,null,null,null,null,null,null,null,null,null,null,null,null,null,null,null,null,null,null,null,null,null,null,null,null,null,null,null,null,null,null,null,null,null,null,null,null,null,null,44,14,1046,{"$f":"OFFSET(CIV!$D$1,IF($CA$1,BX1048,366-BX1048),BY1048)","v":610.20000000000005},{"$f":"IF(BZ1048=SUMIF(CIV!$AQ$51:$AQ$90,CB1047,CIV!$BK$51:$BK$90),CB1047+1,CB1047)","v":3},694.4,{"$f":"SUMIF(CIV!$AQ$51:$AQ$90,CB1048,CIV!$BJ$51:$BJ$90)","v":708.85719660004145}]
[null,null,null,null,null,null,null,null,null,null,null,null,null,null,null,null,null,null,null,null,null,null,null,null,null,null,null,null,null,null,null,null,null,null,null,null,null,null,null,null,null,null,null,null,null,null,null,null,null,null,null,null,null,null,null,null,null,null,null,null,null,null,null,null,null,null,null,null,null,null,null,null,null,null,null,45,7,1063,{"$f":"OFFSET(CIV!$D$1,IF($CA$1,BX1065,366-BX1065),BY1065)","v":559},{"$f":"IF(BZ1065=SUMIF(CIV!$AQ$51:$AQ$90,CB1064,CIV!$BK$51:$BK$90),CB1064+1,CB1064)","v":3},693.7,{"$f":"SUMIF(CIV!$AQ$51:$AQ$90,CB1065,CIV!$BJ$51:$BJ$90)","v":708.85719660004145}]
[null,null,null,null,null,null,null,null,null,null,null,null,null,null,null,null,null,null,null,null,null,null,null,null,null,null,null,null,null,null,null,null,null,null,null,null,null,null,null,null,null,null,null,null,null,null,null,null,null,null,null,null,null,null,null,null,null,null,null,null,null,null,null,null,null,null,null,null,null,null,null,null,null,null,null,45,24,1080,{"$f":"OFFSET(CIV!$D$1,IF($CA$1,BX1082,366-BX1082),BY1082)","v":681.8},{"$f":"IF(BZ1082=SUMIF(CIV!$AQ$51:$AQ$90,CB1081,CIV!$BK$51:$BK$90),CB1081+1,CB1081)","v":3},692.8,{"$f":"SUMIF(CIV!$AQ$51:$AQ$90,CB1082,CIV!$BJ$51:$BJ$90)","v":708.85719660004145}]
[null,null,null,null,null,null,null,null,null,null,null,null,null,null,null,null,null,null,null,null,null,null,null,null,null,null,null,null,null,null,null,null,null,null,null,null,null,null,null,null,null,null,null,null,null,null,null,null,null,null,null,null,null,null,null,null,null,null,null,null,null,null,null,null,null,null,null,null,null,null,null,null,null,null,null,46,4,1084,{"$f":"OFFSET(CIV!$D$1,IF($CA$1,BX1086,366-BX1086),BY1086)","v":618.20000000000005},{"$f":"IF(BZ1086=SUMIF(CIV!$AQ$51:$AQ$90,CB1085,CIV!$BK$51:$BK$90),CB1085+1,CB1085)","v":3},692.6,{"$f":"SUMIF(CIV!$AQ$51:$AQ$90,CB1086,CIV!$BJ$51:$BJ$90)","v":708.85719660004145}]
[null,null,null,null,null,null,null,null,null,null,null,null,null,null,null,null,null,null,null,null,null,null,null,null,null,null,null,null,null,null,null,null,null,null,null,null,null,null,null,null,null,null,null,null,null,null,null,null,null,null,null,null,null,null,null,null,null,null,null,null,null,null,null,null,null,null,null,null,null,null,null,null,null,null,null,47,11,1115,{"$f":"OFFSET(CIV!$D$1,IF($CA$1,BX1117,366-BX1117),BY1117)","v":520.79999999999995},{"$f":"IF(BZ1117=SUMIF(CIV!$AQ$51:$AQ$90,CB1116,CIV!$BK$51:$BK$90),CB1116+1,CB1116)","v":3},690.4,{"$f":"SUMIF(CIV!$AQ$51:$AQ$90,CB1117,CIV!$BJ$51:$BJ$90)","v":708.85719660004145}]
[null,null,null,null,null,null,null,null,null,null,null,null,null,null,null,null,null,null,null,null,null,null,null,null,null,null,null,null,null,null,null,null,null,null,null,null,null,null,null,null,null,null,null,null,null,null,null,null,null,null,null,null,null,null,null,null,null,null,null,null,null,null,null,null,null,null,null,null,null,null,null,null,null,null,null,48,4,1132,{"$f":"OFFSET(CIV!$D$1,IF($CA$1,BX1134,366-BX1134),BY1134)","v":601.29999999999995},{"$f":"IF(BZ1134=SUMIF(CIV!$AQ$51:$AQ$90,CB1133,CIV!$BK$51:$BK$90),CB1133+1,CB1133)","v":3},689.4,{"$f":"SUMIF(CIV!$AQ$51:$AQ$90,CB1134,CIV!$BJ$51:$BJ$90)","v":708.85719660004145}]
[null,null,null,null,null,null,null,null,null,null,null,null,null,null,null,null,null,null,null,null,null,null,null,null,null,null,null,null,null,null,null,null,null,null,null,null,null,null,null,null,null,null,null,null,null,null,null,null,null,null,null,null,null,null,null,null,null,null,null,null,null,null,null,null,null,null,null,null,null,null,null,null,null,null,null,48,6,1134,{"$f":"OFFSET(CIV!$D$1,IF($CA$1,BX1136,366-BX1136),BY1136)","v":611.9},{"$f":"IF(BZ1136=SUMIF(CIV!$AQ$51:$AQ$90,CB1135,CIV!$BK$51:$BK$90),CB1135+1,CB1135)","v":3},689.3,{"$f":"SUMIF(CIV!$AQ$51:$AQ$90,CB1136,CIV!$BJ$51:$BJ$90)","v":708.85719660004145}]
[null,null,null,null,null,null,null,null,null,null,null,null,null,null,null,null,null,null,null,null,null,null,null,null,null,null,null,null,null,null,null,null,null,null,null,null,null,null,null,null,null,null,null,null,null,null,null,null,null,null,null,null,null,null,null,null,null,null,null,null,null,null,null,null,null,null,null,null,null,null,null,null,null,null,null,48,23,1151,{"$f":"OFFSET(CIV!$D$1,IF($CA$1,BX1153,366-BX1153),BY1153)","v":678.5},{"$f":"IF(BZ1153=SUMIF(CIV!$AQ$51:$AQ$90,CB1152,CIV!$BK$51:$BK$90),CB1152+1,CB1152)","v":3},688.4,{"$f":"SUMIF(CIV!$AQ$51:$AQ$90,CB1153,CIV!$BJ$51:$BJ$90)","v":708.85719660004145}]
[null,null,null,null,null,null,null,null,null,null,null,null,null,null,null,null,null,null,null,null,null,null,null,null,null,null,null,null,null,null,null,null,null,null,null,null,null,null,null,null,null,null,null,null,null,null,null,null,null,null,null,null,null,null,null,null,null,null,null,null,null,null,null,null,null,null,null,null,null,null,null,null,null,null,null,49,16,1168,{"$f":"OFFSET(CIV!$D$1,IF($CA$1,BX1170,366-BX1170),BY1170)","v":606.1},{"$f":"IF(BZ1170=SUMIF(CIV!$AQ$51:$AQ$90,CB1169,CIV!$BK$51:$BK$90),CB1169+1,CB1169)","v":3},687.4,{"$f":"SUMIF(CIV!$AQ$51:$AQ$90,CB1170,CIV!$BJ$51:$BJ$90)","v":708.85719660004145}]
[null,null,null,null,null,null,null,null,null,null,null,null,null,null,null,null,null,null,null,null,null,null,null,null,null,null,null,null,null,null,null,null,null,null,null,null,null,null,null,null,null,null,null,null,null,null,null,null,null,null,null,null,null,null,null,null,null,null,null,null,null,null,null,null,null,null,null,null,null,null,null,null,null,null,null,50,9,1185,{"$f":"OFFSET(CIV!$D$1,IF($CA$1,BX1187,366-BX1187),BY1187)","v":585.79999999999995},{"$f":"IF(BZ1187=SUMIF(CIV!$AQ$51:$AQ$90,CB1186,CIV!$BK$51:$BK$90),CB1186+1,CB1186)","v":3},686.3,{"$f":"SUMIF(CIV!$AQ$51:$AQ$90,CB1187,CIV!$BJ$51:$BJ$90)","v":708.85719660004145}]
[null,null,null,null,null,null,null,null,null,null,null,null,null,null,null,null,null,null,null,null,null,null,null,null,null,null,null,null,null,null,null,null,null,null,null,null,null,null,null,null,null,null,null,null,null,null,null,null,null,null,null,null,null,null,null,null,null,null,null,null,null,null,null,null,null,null,null,null,null,null,null,null,null,null,null,51,1,1201,{"$f":"OFFSET(CIV!$D$1,IF($CA$1,BX1203,366-BX1203),BY1203)","v":665.8},{"$f":"IF(BZ1203=SUMIF(CIV!$AQ$51:$AQ$90,CB1202,CIV!$BK$51:$BK$90),CB1202+1,CB1202)","v":3},685.4,{"$f":"SUMIF(CIV!$AQ$51:$AQ$90,CB1203,CIV!$BJ$51:$BJ$90)","v":708.85719660004145}]
[null,null,null,null,null,null,null,null,null,null,null,null,null,null,null,null,null,null,null,null,null,null,null,null,null,null,null,null,null,null,null,null,null,null,null,null,null,null,null,null,null,null,null,null,null,null,null,null,null,null,null,null,null,null,null,null,null,null,null,null,null,null,null,null,null,null,null,null,null,null,null,null,null,null,null,51,20,1220,{"$f":"OFFSET(CIV!$D$1,IF($CA$1,BX1222,366-BX1222),BY1222)","v":763.6},{"$f":"IF(BZ1222=SUMIF(CIV!$AQ$51:$AQ$90,CB1221,CIV!$BK$51:$BK$90),CB1221+1,CB1221)","v":4},684.4,{"$f":"SUMIF(CIV!$AQ$51:$AQ$90,CB1222,CIV!$BJ$51:$BJ$90)","v":670.30826138161694}]
[null,null,null,null,null,null,null,null,null,null,null,null,null,null,null,null,null,null,null,null,null,null,null,null,null,null,null,null,null,null,null,null,null,null,null,null,null,null,null,null,null,null,null,null,null,null,null,null,null,null,null,null,null,null,null,null,null,null,null,null,null,null,null,null,null,null,null,null,null,null,null,null,null,null,null,52,13,1237,{"$f":"OFFSET(CIV!$D$1,IF($CA$1,BX1239,366-BX1239),BY1239)","v":584},{"$f":"IF(BZ1239=SUMIF(CIV!$AQ$51:$AQ$90,CB1238,CIV!$BK$51:$BK$90),CB1238+1,CB1238)","v":4},683.3,{"$f":"SUMIF(CIV!$AQ$51:$AQ$90,CB1239,CIV!$BJ$51:$BJ$90)","v":670.30826138161694}]
[null,null,null,null,null,null,null,null,null,null,null,null,null,null,null,null,null,null,null,null,null,null,null,null,null,null,null,null,null,null,null,null,null,null,null,null,null,null,null,null,null,null,null,null,null,null,null,null,null,null,null,null,null,null,null,null,null,null,null,null,null,null,null,null,null,null,null,null,null,null,null,null,null,null,null,53,6,1254,{"$f":"OFFSET(CIV!$D$1,IF($CA$1,BX1256,366-BX1256),BY1256)","v":630.20000000000005},{"$f":"IF(BZ1256=SUMIF(CIV!$AQ$51:$AQ$90,CB1255,CIV!$BK$51:$BK$90),CB1255+1,CB1255)","v":4},682.2,{"$f":"SUMIF(CIV!$AQ$51:$AQ$90,CB1256,CIV!$BJ$51:$BJ$90)","v":670.30826138161694}]
[null,null,null,null,null,null,null,null,null,null,null,null,null,null,null,null,null,null,null,null,null,null,null,null,null,null,null,null,null,null,null,null,null,null,null,null,null,null,null,null,null,null,null,null,null,null,null,null,null,null,null,null,null,null,null,null,null,null,null,null,null,null,null,null,null,null,null,null,null,null,null,null,null,null,null,53,19,1267,{"$f":"OFFSET(CIV!$D$1,IF($CA$1,BX1269,366-BX1269),BY1269)","v":738.4},{"$f":"IF(BZ1269=SUMIF(CIV!$AQ$51:$AQ$90,CB1268,CIV!$BK$51:$BK$90),CB1268+1,CB1268)","v":4},681.7,{"$f":"SUMIF(CIV!$AQ$51:$AQ$90,CB1269,CIV!$BJ$51:$BJ$90)","v":670.30826138161694}]
[null,null,null,null,null,null,null,null,null,null,null,null,null,null,null,null,null,null,null,null,null,null,null,null,null,null,null,null,null,null,null,null,null,null,null,null,null,null,null,null,null,null,null,null,null,null,null,null,null,null,null,null,null,null,null,null,null,null,null,null,null,null,null,null,null,null,null,null,null,null,null,null,null,null,null,54,17,1289,{"$f":"OFFSET(CIV!$D$1,IF($CA$1,BX1291,366-BX1291),BY1291)","v":499.2},{"$f":"IF(BZ1291=SUMIF(CIV!$AQ$51:$AQ$90,CB1290,CIV!$BK$51:$BK$90),CB1290+1,CB1290)","v":4},680.4,{"$f":"SUMIF(CIV!$AQ$51:$AQ$90,CB1291,CIV!$BJ$51:$BJ$90)","v":670.30826138161694}]
[null,null,null,null,null,null,null,null,null,null,null,null,null,null,null,null,null,null,null,null,null,null,null,null,null,null,null,null,null,null,null,null,null,null,null,null,null,null,null,null,null,null,null,null,null,null,null,null,null,null,null,null,null,null,null,null,null,null,null,null,null,null,null,null,null,null,null,null,null,null,null,null,null,null,null,55,10,1306,{"$f":"OFFSET(CIV!$D$1,IF($CA$1,BX1308,366-BX1308),BY1308)","v":445.8},{"$f":"IF(BZ1308=SUMIF(CIV!$AQ$51:$AQ$90,CB1307,CIV!$BK$51:$BK$90),CB1307+1,CB1307)","v":4},679.3,{"$f":"SUMIF(CIV!$AQ$51:$AQ$90,CB1308,CIV!$BJ$51:$BJ$90)","v":670.30826138161694}]
[null,null,null,null,null,null,null,null,null,null,null,null,null,null,null,null,null,null,null,null,null,null,null,null,null,null,null,null,null,null,null,null,null,null,null,null,null,null,null,null,null,null,null,null,null,null,null,null,null,null,null,null,null,null,null,null,null,null,null,null,null,null,null,null,null,null,null,null,null,null,null,null,null,null,null,55,22,1318,{"$f":"OFFSET(CIV!$D$1,IF($CA$1,BX1320,366-BX1320),BY1320)","v":723.4},{"$f":"IF(BZ1320=SUMIF(CIV!$AQ$51:$AQ$90,CB1319,CIV!$BK$51:$BK$90),CB1319+1,CB1319)","v":4},678.4,{"$f":"SUMIF(CIV!$AQ$51:$AQ$90,CB1320,CIV!$BJ$51:$BJ$90)","v":670.30826138161694}]
[null,null,null,null,null,null,null,null,null,null,null,null,null,null,null,null,null,null,null,null,null,null,null,null,null,null,null,null,null,null,null,null,null,null,null,null,null,null,null,null,null,null,null,null,null,null,null,null,null,null,null,null,null,null,null,null,null,null,null,null,null,null,null,null,null,null,null,null,null,null,null,null,null,null,null,56,21,1341,{"$f":"OFFSET(CIV!$D$1,IF($CA$1,BX1343,366-BX1343),BY1343)","v":718.7},{"$f":"IF(BZ1343=SUMIF(CIV!$AQ$51:$AQ$90,CB1342,CIV!$BK$51:$BK$90),CB1342+1,CB1342)","v":4},676.9,{"$f":"SUMIF(CIV!$AQ$51:$AQ$90,CB1343,CIV!$BJ$51:$BJ$90)","v":670.30826138161694}]
[null,null,null,null,null,null,null,null,null,null,null,null,null,null,null,null,null,null,null,null,null,null,null,null,null,null,null,null,null,null,null,null,null,null,null,null,null,null,null,null,null,null,null,null,null,null,null,null,null,null,null,null,null,null,null,null,null,null,null,null,null,null,null,null,null,null,null,null,null,null,null,null,null,null,null,57,14,1358,{"$f":"OFFSET(CIV!$D$1,IF($CA$1,BX1360,366-BX1360),BY1360)","v":593.20000000000005},{"$f":"IF(BZ1360=SUMIF(CIV!$AQ$51:$AQ$90,CB1359,CIV!$BK$51:$BK$90),CB1359+1,CB1359)","v":4},675.9,{"$f":"SUMIF(CIV!$AQ$51:$AQ$90,CB1360,CIV!$BJ$51:$BJ$90)","v":670.30826138161694}]
[null,null,null,null,null,null,null,null,null,null,null,null,null,null,null,null,null,null,null,null,null,null,null,null,null,null,null,null,null,null,null,null,null,null,null,null,null,null,null,null,null,null,null,null,null,null,null,null,null,null,null,null,null,null,null,null,null,null,null,null,null,null,null,null,null,null,null,null,null,null,null,null,null,null,null,58,7,1375,{"$f":"OFFSET(CIV!$D$1,IF($CA$1,BX1377,366-BX1377),BY1377)","v":521.1},{"$f":"IF(BZ1377=SUMIF(CIV!$AQ$51:$AQ$90,CB1376,CIV!$BK$51:$BK$90),CB1376+1,CB1376)","v":4},674.7,{"$f":"SUMIF(CIV!$AQ$51:$AQ$90,CB1377,CIV!$BJ$51:$BJ$90)","v":670.30826138161694}]
[null,null,null,null,null,null,null,null,null,null,null,null,null,null,null,null,null,null,null,null,null,null,null,null,null,null,null,null,null,null,null,null,null,null,null,null,null,null,null,null,null,null,null,null,null,null,null,null,null,null,null,null,null,null,null,null,null,null,null,null,null,null,null,null,null,null,null,null,null,null,null,null,null,null,null,58,16,1384,{"$f":"OFFSET(CIV!$D$1,IF($CA$1,BX1386,366-BX1386),BY1386)","v":613.4},{"$f":"IF(BZ1386=SUMIF(CIV!$AQ$51:$AQ$90,CB1385,CIV!$BK$51:$BK$90),CB1385+1,CB1385)","v":4},674.1,{"$f":"SUMIF(CIV!$AQ$51:$AQ$90,CB1386,CIV!$BJ$51:$BJ$90)","v":670.30826138161694}]
[null,null,null,null,null,null,null,null,null,null,null,null,null,null,null,null,null,null,null,null,null,null,null,null,null,null,null,null,null,null,null,null,null,null,null,null,null,null,null,null,null,null,null,null,null,null,null,null,null,null,null,null,null,null,null,null,null,null,null,null,null,null,null,null,null,null,null,null,null,null,null,null,null,null,null,59,2,1394,{"$f":"OFFSET(CIV!$D$1,IF($CA$1,BX1396,366-BX1396),BY1396)","v":626},{"$f":"IF(BZ1396=SUMIF(CIV!$AQ$51:$AQ$90,CB1395,CIV!$BK$51:$BK$90),CB1395+1,CB1395)","v":4},673.7,{"$f":"SUMIF(CIV!$AQ$51:$AQ$90,CB1396,CIV!$BJ$51:$BJ$90)","v":670.30826138161694}]
[null,null,null,null,null,null,null,null,null,null,null,null,null,null,null,null,null,null,null,null,null,null,null,null,null,null,null,null,null,null,null,null,null,null,null,null,null,null,null,null,null,null,null,null,null,null,null,null,null,null,null,null,null,null,null,null,null,null,null,null,null,null,null,null,null,null,null,null,null,null,null,null,null,null,null,59,19,1411,{"$f":"OFFSET(CIV!$D$1,IF($CA$1,BX1413,366-BX1413),BY1413)","v":695.2},{"$f":"IF(BZ1413=SUMIF(CIV!$AQ$51:$AQ$90,CB1412,CIV!$BK$51:$BK$90),CB1412+1,CB1412)","v":4},672.8,{"$f":"SUMIF(CIV!$AQ$51:$AQ$90,CB1413,CIV!$BJ$51:$BJ$90)","v":670.30826138161694}]
[null,null,null,null,null,null,null,null,null,null,null,null,null,null,null,null,null,null,null,null,null,null,null,null,null,null,null,null,null,null,null,null,null,null,null,null,null,null,null,null,null,null,null,null,null,null,null,null,null,null,null,null,null,null,null,null,null,null,null,null,null,null,null,null,null,null,null,null,null,null,null,null,null,null,null,60,18,1434,{"$f":"OFFSET(CIV!$D$1,IF($CA$1,BX1436,366-BX1436),BY1436)","v":556.4},{"$f":"IF(BZ1436=SUMIF(CIV!$AQ$51:$AQ$90,CB1435,CIV!$BK$51:$BK$90),CB1435+1,CB1435)","v":4},670.8,{"$f":"SUMIF(CIV!$AQ$51:$AQ$90,CB1436,CIV!$BJ$51:$BJ$90)","v":670.30826138161694}]
[null,null,null,null,null,null,null,null,null,null,null,null,null,null,null,null,null,null,null,null,null,null,null,null,null,null,null,null,null,null,null,null,null,null,null,null,null,null,null,null,null,null,null,null,null,null,null,null,null,null,null,null,null,null,null,null,null,null,null,null,null,null,null,null,null,null,null,null,null,null,null,null,null,null,null,61,6,1446,{"$f":"OFFSET(CIV!$D$1,IF($CA$1,BX1448,366-BX1448),BY1448)","v":595.20000000000005},{"$f":"IF(BZ1448=SUMIF(CIV!$AQ$51:$AQ$90,CB1447,CIV!$BK$51:$BK$90),CB1447+1,CB1447)","v":4},669.7,{"$f":"SUMIF(CIV!$AQ$51:$AQ$90,CB1448,CIV!$BJ$51:$BJ$90)","v":670.30826138161694}]
[null,null,null,null,null,null,null,null,null,null,null,null,null,null,null,null,null,null,null,null,null,null,null,null,null,null,null,null,null,null,null,null,null,null,null,null,null,null,null,null,null,null,null,null,null,null,null,null,null,null,null,null,null,null,null,null,null,null,null,null,null,null,null,null,null,null,null,null,null,null,null,null,null,null,null,61,23,1463,{"$f":"OFFSET(CIV!$D$1,IF($CA$1,BX1465,366-BX1465),BY1465)","v":719},{"$f":"IF(BZ1465=SUMIF(CIV!$AQ$51:$AQ$90,CB1464,CIV!$BK$51:$BK$90),CB1464+1,CB1464)","v":4},669,{"$f":"SUMIF(CIV!$AQ$51:$AQ$90,CB1465,CIV!$BJ$51:$BJ$90)","v":670.30826138161694}]
[null,null,null,null,null,null,null,null,null,null,null,null,null,null,null,null,null,null,null,null,null,null,null,null,null,null,null,null,null,null,null,null,null,null,null,null,null,null,null,null,null,null,null,null,null,null,null,null,null,null,null,null,null,null,null,null,null,null,null,null,null,null,null,null,null,null,null,null,null,null,null,null,null,null,null,62,16,1480,{"$f":"OFFSET(CIV!$D$1,IF($CA$1,BX1482,366-BX1482),BY1482)","v":442.7},{"$f":"IF(BZ1482=SUMIF(CIV!$AQ$51:$AQ$90,CB1481,CIV!$BK$51:$BK$90),CB1481+1,CB1481)","v":4},667.5,{"$f":"SUMIF(CIV!$AQ$51:$AQ$90,CB1482,CIV!$BJ$51:$BJ$90)","v":670.30826138161694}]
[null,null,null,null,null,null,null,null,null,null,null,null,null,null,null,null,null,null,null,null,null,null,null,null,null,null,null,null,null,null,null,null,null,null,null,null,null,null,null,null,null,null,null,null,null,null,null,null,null,null,null,null,null,null,null,null,null,null,null,null,null,null,null,null,null,null,null,null,null,null,null,null,null,null,null,63,13,1501,{"$f":"OFFSET(CIV!$D$1,IF($CA$1,BX1503,366-BX1503),BY1503)","v":575.20000000000005},{"$f":"IF(BZ1503=SUMIF(CIV!$AQ$51:$AQ$90,CB1502,CIV!$BK$51:$BK$90),CB1502+1,CB1502)","v":4},665.4,{"$f":"SUMIF(CIV!$AQ$51:$AQ$90,CB1503,CIV!$BJ$51:$BJ$90)","v":670.30826138161694}]
[null,null,null,null,null,null,null,null,null,null,null,null,null,null,null,null,null,null,null,null,null,null,null,null,null,null,null,null,null,null,null,null,null,null,null,null,null,null,null,null,null,null,null,null,null,null,null,null,null,null,null,null,null,null,null,null,null,null,null,null,null,null,null,null,null,null,null,null,null,null,null,null,null,null,null,64,3,1515,{"$f":"OFFSET(CIV!$D$1,IF($CA$1,BX1517,366-BX1517),BY1517)","v":603.29999999999995},{"$f":"IF(BZ1517=SUMIF(CIV!$AQ$51:$AQ$90,CB1516,CIV!$BK$51:$BK$90),CB1516+1,CB1516)","v":4},664,{"$f":"SUMIF(CIV!$AQ$51:$AQ$90,CB1517,CIV!$BJ$51:$BJ$90)","v":670.30826138161694}]
[null,null,null,null,null,null,null,null,null,null,null,null,null,null,null,null,null,null,null,null,null,null,null,null,null,null,null,null,null,null,null,null,null,null,null,null,null,null,null,null,null,null,null,null,null,null,null,null,null,null,null,null,null,null,null,null,null,null,null,null,null,null,null,null,null,null,null,null,null,null,null,null,null,null,null,64,20,1532,{"$f":"OFFSET(CIV!$D$1,IF($CA$1,BX1534,366-BX1534),BY1534)","v":773.5},{"$f":"IF(BZ1534=SUMIF(CIV!$AQ$51:$AQ$90,CB1533,CIV!$BK$51:$BK$90),CB1533+1,CB1533)","v":4},663.1,{"$f":"SUMIF(CIV!$AQ$51:$AQ$90,CB1534,CIV!$BJ$51:$BJ$90)","v":670.30826138161694}]
[null,null,null,null,null,null,null,null,null,null,null,null,null,null,null,null,null,null,null,null,null,null,null,null,null,null,null,null,null,null,null,null,null,null,null,null,null,null,null,null,null,null,null,null,null,null,null,null,null,null,null,null,null,null,null,null,null,null,null,null,null,null,null,null,null,null,null,null,null,null,null,null,null,null,null,65,13,1549,{"$f":"OFFSET(CIV!$D$1,IF($CA$1,BX1551,366-BX1551),BY1551)","v":566},{"$f":"IF(BZ1551=SUMIF(CIV!$AQ$51:$AQ$90,CB1550,CIV!$BK$51:$BK$90),CB1550+1,CB1550)","v":4},661.7,{"$f":"SUMIF(CIV!$AQ$51:$AQ$90,CB1551,CIV!$BJ$51:$BJ$90)","v":670.30826138161694}]
[null,null,null,null,null,null,null,null,null,null,null,null,null,null,null,null,null,null,null,null,null,null,null,null,null,null,null,null,null,null,null,null,null,null,null,null,null,null,null,null,null,null,null,null,null,null,null,null,null,null,null,null,null,null,null,null,null,null,null,null,null,null,null,null,null,null,null,null,null,null,null,null,null,null,null,66,7,1567,{"$f":"OFFSET(CIV!$D$1,IF($CA$1,BX1569,366-BX1569),BY1569)","v":534.5},{"$f":"IF(BZ1569=SUMIF(CIV!$AQ$51:$AQ$90,CB1568,CIV!$BK$51:$BK$90),CB1568+1,CB1568)","v":4},660.5,{"$f":"SUMIF(CIV!$AQ$51:$AQ$90,CB1569,CIV!$BJ$51:$BJ$90)","v":670.30826138161694}]
[null,null,null,null,null,null,null,null,null,null,null,null,null,null,null,null,null,null,null,null,null,null,null,null,null,null,null,null,null,null,null,null,null,null,null,null,null,null,null,null,null,null,null,null,null,null,null,null,null,null,null,null,null,null,null,null,null,null,null,null,null,null,null,null,null,null,null,null,null,null,null,null,null,null,null,66,24,1584,{"$f":"OFFSET(CIV!$D$1,IF($CA$1,BX1586,366-BX1586),BY1586)","v":650.1},{"$f":"IF(BZ1586=SUMIF(CIV!$AQ$51:$AQ$90,CB1585,CIV!$BK$51:$BK$90),CB1585+1,CB1585)","v":4},658.9,{"$f":"SUMIF(CIV!$AQ$51:$AQ$90,CB1586,CIV!$BJ$51:$BJ$90)","v":670.30826138161694}]
[null,null,null,null,null,null,null,null,null,null,null,null,null,null,null,null,null,null,null,null,null,null,null,null,null,null,null,null,null,null,null,null,null,null,null,null,null,null,null,null,null,null,null,null,null,null,null,null,null,null,null,null,null,null,null,null,null,null,null,null,null,null,null,null,null,null,null,null,null,null,null,null,null,null,null,{"$f":"ROUNDDOWN((BZ1603-1)/24,0)+1","v":67},17,1601,{"$f":"OFFSET(CIV!$D$1,IF($CA$1,BX1603,366-BX1603),BY1603)","v":570.5},{"$f":"IF(BZ1603=SUMIF(CIV!$AQ$51:$AQ$90,CB1602,CIV!$BK$51:$BK$90),CB1602+1,CB1602)","v":4},657.4,{"$f":"SUMIF(CIV!$AQ$51:$AQ$90,CB1603,CIV!$BJ$51:$BJ$90)","v":670.30826138161694}]
[null,null,null,null,null,null,null,null,null,null,null,null,null,null,null,null,null,null,null,null,null,null,null,null,null,null,null,null,null,null,null,null,null,null,null,null,null,null,null,null,null,null,null,null,null,null,null,null,null,null,null,null,null,null,null,null,null,null,null,null,null,null,null,null,null,null,null,null,null,null,null,null,null,null,null,68,9,1617,{"$f":"OFFSET(CIV!$D$1,IF($CA$1,BX1619,366-BX1619),BY1619)","v":509.9},{"$f":"IF(BZ1619=SUMIF(CIV!$AQ$51:$AQ$90,CB1618,CIV!$BK$51:$BK$90),CB1618+1,CB1618)","v":4},656,{"$f":"SUMIF(CIV!$AQ$51:$AQ$90,CB1619,CIV!$BJ$51:$BJ$90)","v":670.30826138161694}]
[null,null,null,null,null,null,null,null,null,null,null,null,null,null,null,null,null,null,null,null,null,null,null,null,null,null,null,null,null,null,null,null,null,null,null,null,null,null,null,null,null,null,null,null,null,null,null,null,null,null,null,null,null,null,null,null,null,null,null,null,null,null,null,null,null,null,null,null,null,null,null,null,null,null,null,69,4,1636,{"$f":"OFFSET(CIV!$D$1,IF($CA$1,BX1638,366-BX1638),BY1638)","v":597.1},{"$f":"IF(BZ1638=SUMIF(CIV!$AQ$51:$AQ$90,CB1637,CIV!$BK$51:$BK$90),CB1637+1,CB1637)","v":4},654.79999999999995,{"$f":"SUMIF(CIV!$AQ$51:$AQ$90,CB1638,CIV!$BJ$51:$BJ$90)","v":670.30826138161694}]
[null,null,null,null,null,null,null,null,null,null,null,null,null,null,null,null,null,null,null,null,null,null,null,null,null,null,null,null,null,null,null,null,null,null,null,null,null,null,null,null,null,null,null,null,null,null,null,null,null,null,null,null,null,null,null,null,null,null,null,null,null,null,null,null,null,null,null,null,null,null,null,null,null,null,null,69,21,1653,{"$f":"OFFSET(CIV!$D$1,IF($CA$1,BX1655,366-BX1655),BY1655)","v":717.1},{"$f":"IF(BZ1655=SUMIF(CIV!$AQ$51:$AQ$90,CB1654,CIV!$BK$51:$BK$90),CB1654+1,CB1654)","v":4},653.70000000000005,{"$f":"SUMIF(CIV!$AQ$51:$AQ$90,CB1655,CIV!$BJ$51:$BJ$90)","v":670.30826138161694}]
[null,null,null,null,null,null,null,null,null,null,null,null,null,null,null,null,null,null,null,null,null,null,null,null,null,null,null,null,null,null,null,null,null,null,null,null,null,null,null,null,null,null,null,null,null,null,null,null,null,null,null,null,null,null,null,null,null,null,null,null,null,null,null,null,null,null,null,null,null,null,null,null,null,null,null,69,22,1654,{"$f":"OFFSET(CIV!$D$1,IF($CA$1,BX1656,366-BX1656),BY1656)","v":719.1},{"$f":"IF(BZ1656=SUMIF(CIV!$AQ$51:$AQ$90,CB1655,CIV!$BK$51:$BK$90),CB1655+1,CB1655)","v":4},653.6,{"$f":"SUMIF(CIV!$AQ$51:$AQ$90,CB1656,CIV!$BJ$51:$BJ$90)","v":670.30826138161694}]
[null,null,null,null,null,null,null,null,null,null,null,null,null,null,null,null,null,null,null,null,null,null,null,null,null,null,null,null,null,null,null,null,null,null,null,null,null,null,null,null,null,null,null,null,null,null,null,null,null,null,null,null,null,null,null,null,null,null,null,null,null,null,null,null,null,null,null,null,null,null,null,null,null,null,null,71,4,1684,{"$f":"OFFSET(CIV!$D$1,IF($CA$1,BX1686,366-BX1686),BY1686)","v":587.4},{"$f":"IF(BZ1686=SUMIF(CIV!$AQ$51:$AQ$90,CB1685,CIV!$BK$51:$BK$90),CB1685+1,CB1685)","v":4},651.79999999999995,{"$f":"SUMIF(CIV!$AQ$51:$AQ$90,CB1686,CIV!$BJ$51:$BJ$90)","v":670.30826138161694}]
[null,null,null,null,null,null,null,null,null,null,null,null,null,null,null,null,null,null,null,null,null,null,null,null,null,null,null,null,null,null,null,null,null,null,null,null,null,null,null,null,null,null,null,null,null,null,null,null,null,null,null,null,null,null,null,null,null,null,null,null,null,null,null,null,null,null,null,null,null,null,null,null,null,null,null,71,{"$f":"BY1667","v":9},1689,{"$f":"OFFSET(CIV!$D$1,IF($CA$1,BX1691,366-BX1691),BY1691)","v":597.9},{"$f":"IF(BZ1691=SUMIF(CIV!$AQ$51:$AQ$90,CB1690,CIV!$BK$51:$BK$90),CB1690+1,CB1690)","v":4},651,{"$f":"SUMIF(CIV!$AQ$51:$AQ$90,CB1691,CIV!$BJ$51:$BJ$90)","v":670.30826138161694}]
[null,null,null,null,null,null,null,null,null,null,null,null,null,null,null,null,null,null,null,null,null,null,null,null,null,null,null,null,null,null,null,null,null,null,null,null,null,null,null,null,null,null,null,null,null,null,null,null,null,null,null,null,null,null,null,null,null,null,null,null,null,null,null,null,null,null,null,null,null,null,null,null,null,null,null,72,2,1706,{"$f":"OFFSET(CIV!$D$1,IF($CA$1,BX1708,366-BX1708),BY1708)","v":551.5},{"$f":"IF(BZ1708=SUMIF(CIV!$AQ$51:$AQ$90,CB1707,CIV!$BK$51:$BK$90),CB1707+1,CB1707)","v":4},650,{"$f":"SUMIF(CIV!$AQ$51:$AQ$90,CB1708,CIV!$BJ$51:$BJ$90)","v":670.30826138161694}]
[null,null,null,null,null,null,null,null,null,null,null,null,null,null,null,null,null,null,null,null,null,null,null,null,null,null,null,null,null,null,null,null,null,null,null,null,null,null,null,null,null,null,null,null,null,null,null,null,null,null,null,null,null,null,null,null,null,null,null,null,null,null,null,null,null,null,null,null,null,null,null,null,null,null,null,72,19,1723,{"$f":"OFFSET(CIV!$D$1,IF($CA$1,BX1725,366-BX1725),BY1725)","v":736.3},{"$f":"IF(BZ1725=SUMIF(CIV!$AQ$51:$AQ$90,CB1724,CIV!$BK$51:$BK$90),CB1724+1,CB1724)","v":4},648.5,{"$f":"SUMIF(CIV!$AQ$51:$AQ$90,CB1725,CIV!$BJ$51:$BJ$90)","v":670.30826138161694}]
[null,null,null,null,null,null,null,null,null,null,null,null,null,null,null,null,null,null,null,null,null,null,null,null,null,null,null,null,null,null,null,null,null,null,null,null,null,null,null,null,null,null,null,null,null,null,null,null,null,null,null,null,null,null,null,null,null,null,null,null,null,null,null,null,null,null,null,null,null,null,null,null,null,null,null,73,23,1751,{"$f":"OFFSET(CIV!$D$1,IF($CA$1,BX1753,366-BX1753),BY1753)","v":728},{"$f":"IF(BZ1753=SUMIF(CIV!$AQ$51:$AQ$90,CB1752,CIV!$BK$51:$BK$90),CB1752+1,CB1752)","v":4},646.79999999999995,{"$f":"SUMIF(CIV!$AQ$51:$AQ$90,CB1753,CIV!$BJ$51:$BJ$90)","v":670.30826138161694}]
[null,null,null,null,null,null,null,null,null,null,null,null,null,null,null,null,null,null,null,null,null,null,null,null,null,null,null,null,null,null,null,null,null,null,null,null,null,null,null,null,null,null,null,null,null,null,null,null,null,null,null,null,null,null,null,null,null,null,null,null,null,null,null,null,null,null,null,null,null,null,null,null,null,null,null,74,6,1758,{"$f":"OFFSET(CIV!$D$1,IF($CA$1,BX1760,366-BX1760),BY1760)","v":612.4},{"$f":"IF(BZ1760=SUMIF(CIV!$AQ$51:$AQ$90,CB1759,CIV!$BK$51:$BK$90),CB1759+1,CB1759)","v":4},646.20000000000005,{"$f":"SUMIF(CIV!$AQ$51:$AQ$90,CB1760,CIV!$BJ$51:$BJ$90)","v":670.30826138161694}]
[null,null,null,null,null,null,null,null,null,null,null,null,null,null,null,null,null,null,null,null,null,null,null,null,null,null,null,null,null,null,null,null,null,null,null,null,null,null,null,null,null,null,null,null,null,null,null,null,null,null,null,null,null,null,null,null,null,null,null,null,null,null,null,null,null,null,null,null,null,null,null,null,null,null,null,74,23,1775,{"$f":"OFFSET(CIV!$D$1,IF($CA$1,BX1777,366-BX1777),BY1777)","v":728},{"$f":"IF(BZ1777=SUMIF(CIV!$AQ$51:$AQ$90,CB1776,CIV!$BK$51:$BK$90),CB1776+1,CB1776)","v":4},645.4,{"$f":"SUMIF(CIV!$AQ$51:$AQ$90,CB1777,CIV!$BJ$51:$BJ$90)","v":670.30826138161694}]
[null,null,null,null,null,null,null,null,null,null,null,null,null,null,null,null,null,null,null,null,null,null,null,null,null,null,null,null,null,null,null,null,null,null,null,null,null,null,null,null,null,null,null,null,null,null,null,null,null,null,null,null,null,null,null,null,null,null,null,null,null,null,null,null,null,null,null,null,null,null,null,null,null,null,null,75,8,1784,{"$f":"OFFSET(CIV!$D$1,IF($CA$1,BX1786,366-BX1786),BY1786)","v":487.5},{"$f":"IF(BZ1786=SUMIF(CIV!$AQ$51:$AQ$90,CB1785,CIV!$BK$51:$BK$90),CB1785+1,CB1785)","v":4},644.9,{"$f":"SUMIF(CIV!$AQ$51:$AQ$90,CB1786,CIV!$BJ$51:$BJ$90)","v":670.30826138161694}]
[null,null,null,null,null,null,null,null,null,null,null,null,null,null,null,null,null,null,null,null,null,null,null,null,null,null,null,null,null,null,null,null,null,null,null,null,null,null,null,null,null,null,null,null,null,null,null,null,null,null,null,null,null,null,null,null,null,null,null,null,null,null,null,null,null,null,null,null,null,null,null,null,null,null,null,76,10,1810,{"$f":"OFFSET(CIV!$D$1,IF($CA$1,BX1812,366-BX1812),BY1812)","v":419.7},{"$f":"IF(BZ1812=SUMIF(CIV!$AQ$51:$AQ$90,CB1811,CIV!$BK$51:$BK$90),CB1811+1,CB1811)","v":4},643.5,{"$f":"SUMIF(CIV!$AQ$51:$AQ$90,CB1812,CIV!$BJ$51:$BJ$90)","v":670.30826138161694}]
[null,null,null,null,null,null,null,null,null,null,null,null,null,null,null,null,null,null,null,null,null,null,null,null,null,null,null,null,null,null,null,null,null,null,null,null,null,null,null,null,null,null,null,null,null,null,null,null,null,null,null,null,null,null,null,null,null,null,null,null,null,null,null,null,null,null,null,null,null,null,null,null,null,null,null,77,3,1827,{"$f":"OFFSET(CIV!$D$1,IF($CA$1,BX1829,366-BX1829),BY1829)","v":546.70000000000005},{"$f":"IF(BZ1829=SUMIF(CIV!$AQ$51:$AQ$90,CB1828,CIV!$BK$51:$BK$90),CB1828+1,CB1828)","v":5},642.70000000000005,{"$f":"SUMIF(CIV!$AQ$51:$AQ$90,CB1829,CIV!$BJ$51:$BJ$90)","v":595.12967190092411}]
[null,null,null,null,null,null,null,null,null,null,null,null,null,null,null,null,null,null,null,null,null,null,null,null,null,null,null,null,null,null,null,null,null,null,null,null,null,null,null,null,null,null,null,null,null,null,null,null,null,null,null,null,null,null,null,null,null,null,null,null,null,null,null,null,null,null,null,null,null,null,null,null,null,null,null,77,20,1844,{"$f":"OFFSET(CIV!$D$1,IF($CA$1,BX1846,366-BX1846),BY1846)","v":727},{"$f":"IF(BZ1846=SUMIF(CIV!$AQ$51:$AQ$90,CB1845,CIV!$BK$51:$BK$90),CB1845+1,CB1845)","v":5},641.70000000000005,{"$f":"SUMIF(CIV!$AQ$51:$AQ$90,CB1846,CIV!$BJ$51:$BJ$90)","v":595.12967190092411}]
[null,null,null,null,null,null,null,null,null,null,null,null,null,null,null,null,null,null,null,null,null,null,null,null,null,null,null,null,null,null,null,null,null,null,null,null,null,null,null,null,null,null,null,null,null,null,null,null,null,null,null,null,null,null,null,null,null,null,null,null,null,null,null,null,null,null,null,null,null,null,null,null,null,null,null,78,2,1850,{"$f":"OFFSET(CIV!$D$1,IF($CA$1,BX1852,366-BX1852),BY1852)","v":614.29999999999995},{"$f":"IF(BZ1852=SUMIF(CIV!$AQ$51:$AQ$90,CB1851,CIV!$BK$51:$BK$90),CB1851+1,CB1851)","v":5},641.5,{"$f":"SUMIF(CIV!$AQ$51:$AQ$90,CB1852,CIV!$BJ$51:$BJ$90)","v":595.12967190092411}]
[null,null,null,null,null,null,null,null,null,null,null,null,null,null,null,null,null,null,null,null,null,null,null,null,null,null,null,null,null,null,null,null,null,null,null,null,null,null,null,null,null,null,null,null,null,null,null,null,null,null,null,null,null,null,null,null,null,null,null,null,null,null,null,null,null,null,null,null,null,null,null,null,null,null,null,79,7,1879,{"$f":"OFFSET(CIV!$D$1,IF($CA$1,BX1881,366-BX1881),BY1881)","v":515.5},{"$f":"IF(BZ1881=SUMIF(CIV!$AQ$51:$AQ$90,CB1880,CIV!$BK$51:$BK$90),CB1880+1,CB1880)","v":5},639.6,{"$f":"SUMIF(CIV!$AQ$51:$AQ$90,CB1881,CIV!$BJ$51:$BJ$90)","v":595.12967190092411}]
[null,null,null,null,null,null,null,null,null,null,null,null,null,null,null,null,null,null,null,null,null,null,null,null,null,null,null,null,null,null,null,null,null,null,null,null,null,null,null,null,null,null,null,null,null,null,null,null,null,null,null,null,null,null,null,null,null,null,null,null,null,null,null,null,null,null,null,null,null,null,null,null,null,null,null,79,24,1896,{"$f":"OFFSET(CIV!$D$1,IF($CA$1,BX1898,366-BX1898),BY1898)","v":678.8},{"$f":"IF(BZ1898=SUMIF(CIV!$AQ$51:$AQ$90,CB1897,CIV!$BK$51:$BK$90),CB1897+1,CB1897)","v":5},638.20000000000005,{"$f":"SUMIF(CIV!$AQ$51:$AQ$90,CB1898,CIV!$BJ$51:$BJ$90)","v":595.12967190092411}]
[null,null,null,null,null,null,null,null,null,null,null,null,null,null,null,null,null,null,null,null,null,null,null,null,null,null,null,null,null,null,null,null,null,null,null,null,null,null,null,null,null,null,null,null,null,null,null,null,null,null,null,null,null,null,null,null,null,null,null,null,null,null,null,null,null,null,null,null,null,null,null,null,null,null,null,80,4,1900,{"$f":"OFFSET(CIV!$D$1,IF($CA$1,BX1902,366-BX1902),BY1902)","v":601.4},{"$f":"IF(BZ1902=SUMIF(CIV!$AQ$51:$AQ$90,CB1901,CIV!$BK$51:$BK$90),CB1901+1,CB1901)","v":5},637.9,{"$f":"SUMIF(CIV!$AQ$51:$AQ$90,CB1902,CIV!$BJ$51:$BJ$90)","v":595.12967190092411}]
[null,null,null,null,null,null,null,null,null,null,null,null,null,null,null,null,null,null,null,null,null,null,null,null,null,null,null,null,null,null,null,null,null,null,null,null,null,null,null,null,null,null,null,null,null,null,null,null,null,null,null,null,null,null,null,null,null,null,null,null,null,null,null,null,null,null,null,null,null,null,null,null,null,null,null,80,19,1915,{"$f":"OFFSET(CIV!$D$1,IF($CA$1,BX1917,366-BX1917),BY1917)","v":685.6},{"$f":"IF(BZ1917=SUMIF(CIV!$AQ$51:$AQ$90,CB1916,CIV!$BK$51:$BK$90),CB1916+1,CB1916)","v":5},636.79999999999995,{"$f":"SUMIF(CIV!$AQ$51:$AQ$90,CB1917,CIV!$BJ$51:$BJ$90)","v":595.12967190092411}]
[null,null,null,null,null,null,null,null,null,null,null,null,null,null,null,null,null,null,null,null,null,null,null,null,null,null,null,null,null,null,null,null,null,null,null,null,null,null,null,null,null,null,null,null,null,null,null,null,null,null,null,null,null,null,null,null,null,null,null,null,null,null,null,null,null,null,null,null,null,null,null,null,null,null,null,81,12,1932,{"$f":"OFFSET(CIV!$D$1,IF($CA$1,BX1934,366-BX1934),BY1934)","v":612.6},{"$f":"IF(BZ1934=SUMIF(CIV!$AQ$51:$AQ$90,CB1933,CIV!$BK$51:$BK$90),CB1933+1,CB1933)","v":5},636,{"$f":"SUMIF(CIV!$AQ$51:$AQ$90,CB1934,CIV!$BJ$51:$BJ$90)","v":595.12967190092411}]
[null,null,null,null,null,null,null,null,null,null,null,null,null,null,null,null,null,null,null,null,null,null,null,null,null,null,null,null,null,null,null,null,null,null,null,null,null,null,null,null,null,null,null,null,null,null,null,null,null,null,null,null,null,null,null,null,null,null,null,null,null,null,null,null,null,null,null,null,null,null,null,null,null,null,null,82,5,1949,{"$f":"OFFSET(CIV!$D$1,IF($CA$1,BX1951,366-BX1951),BY1951)","v":619.6},{"$f":"IF(BZ1951=SUMIF(CIV!$AQ$51:$AQ$90,CB1950,CIV!$BK$51:$BK$90),CB1950+1,CB1950)","v":5},635.20000000000005,{"$f":"SUMIF(CIV!$AQ$51:$AQ$90,CB1951,CIV!$BJ$51:$BJ$90)","v":595.12967190092411}]
[null,null,null,null,null,null,null,null,null,null,null,null,null,null,null,null,null,null,null,null,null,null,null,null,null,null,null,null,null,null,null,null,null,null,null,null,null,null,null,null,null,null,null,null,null,null,null,null,null,null,null,null,null,null,null,null,null,null,null,null,null,null,null,null,null,null,null,null,null,null,null,null,null,null,null,82,23,1967,{"$f":"OFFSET(CIV!$D$1,IF($CA$1,BX1969,366-BX1969),BY1969)","v":698.1},{"$f":"IF(BZ1969=SUMIF(CIV!$AQ$51:$AQ$90,CB1968,CIV!$BK$51:$BK$90),CB1968+1,CB1968)","v":5},634.29999999999995,{"$f":"SUMIF(CIV!$AQ$51:$AQ$90,CB1969,CIV!$BJ$51:$BJ$90)","v":595.12967190092411}]
[null,null,null,null,null,null,null,null,null,null,null,null,null,null,null,null,null,null,null,null,null,null,null,null,null,null,null,null,null,null,null,null,null,null,null,null,null,null,null,null,null,null,null,null,null,null,null,null,null,null,null,null,null,null,null,null,null,null,null,null,null,null,null,null,null,null,null,null,null,null,null,null,null,null,null,83,16,1984,{"$f":"OFFSET(CIV!$D$1,IF($CA$1,BX1986,366-BX1986),BY1986)","v":443.3},{"$f":"IF(BZ1986=SUMIF(CIV!$AQ$51:$AQ$90,CB1985,CIV!$BK$51:$BK$90),CB1985+1,CB1985)","v":5},633.6,{"$f":"SUMIF(CIV!$AQ$51:$AQ$90,CB1986,CIV!$BJ$51:$BJ$90)","v":595.12967190092411}]
[null,null,null,null,null,null,null,null,null,null,null,null,null,null,null,null,null,null,null,null,null,null,null,null,null,null,null,null,null,null,null,null,null,null,null,null,null,null,null,null,null,null,null,null,null,null,null,null,null,null,null,null,null,null,null,null,null,null,null,null,null,null,null,null,null,null,null,null,null,null,null,null,null,null,null,84,9,2001,{"$f":"OFFSET(CIV!$D$1,IF($CA$1,BX2003,366-BX2003),BY2003)","v":431.7},{"$f":"IF(BZ2003=SUMIF(CIV!$AQ$51:$AQ$90,CB2002,CIV!$BK$51:$BK$90),CB2002+1,CB2002)","v":5},632.6,{"$f":"SUMIF(CIV!$AQ$51:$AQ$90,CB2003,CIV!$BJ$51:$BJ$90)","v":595.12967190092411}]
[null,null,null,null,null,null,null,null,null,null,null,null,null,null,null,null,null,null,null,null,null,null,null,null,null,null,null,null,null,null,null,null,null,null,null,null,null,null,null,null,null,null,null,null,null,null,null,null,null,null,null,null,null,null,null,null,null,null,null,null,null,null,null,null,null,null,null,null,null,null,null,null,null,null,null,85,2,2018,{"$f":"OFFSET(CIV!$D$1,IF($CA$1,BX2020,366-BX2020),BY2020)","v":569.79999999999995},{"$f":"IF(BZ2020=SUMIF(CIV!$AQ$51:$AQ$90,CB2019,CIV!$BK$51:$BK$90),CB2019+1,CB2019)","v":5},632.20000000000005,{"$f":"SUMIF(CIV!$AQ$51:$AQ$90,CB2020,CIV!$BJ$51:$BJ$90)","v":595.12967190092411}]
[null,null,null,null,null,null,null,null,null,null,null,null,null,null,null,null,null,null,null,null,null,null,null,null,null,null,null,null,null,null,null,null,null,null,null,null,null,null,null,null,null,null,null,null,null,null,null,null,null,null,null,null,null,null,null,null,null,null,null,null,null,null,null,null,null,null,null,null,null,null,null,null,null,null,null,85,17,2033,{"$f":"OFFSET(CIV!$D$1,IF($CA$1,BX2035,366-BX2035),BY2035)","v":584.5},{"$f":"IF(BZ2035=SUMIF(CIV!$AQ$51:$AQ$90,CB2034,CIV!$BK$51:$BK$90),CB2034+1,CB2034)","v":5},631.70000000000005,{"$f":"SUMIF(CIV!$AQ$51:$AQ$90,CB2035,CIV!$BJ$51:$BJ$90)","v":595.12967190092411}]
[null,null,null,null,null,null,null,null,null,null,null,null,null,null,null,null,null,null,null,null,null,null,null,null,null,null,null,null,null,null,null,null,null,null,null,null,null,null,null,null,null,null,null,null,null,null,null,null,null,null,null,null,null,null,null,null,null,null,null,null,null,null,null,null,null,null,null,null,null,null,null,null,null,null,null,86,13,2053,{"$f":"OFFSET(CIV!$D$1,IF($CA$1,BX2055,366-BX2055),BY2055)","v":593},{"$f":"IF(BZ2055=SUMIF(CIV!$AQ$51:$AQ$90,CB2054,CIV!$BK$51:$BK$90),CB2054+1,CB2054)","v":5},630.4,{"$f":"SUMIF(CIV!$AQ$51:$AQ$90,CB2055,CIV!$BJ$51:$BJ$90)","v":595.12967190092411}]
[null,null,null,null,null,null,null,null,null,null,null,null,null,null,null,null,null,null,null,null,null,null,null,null,null,null,null,null,null,null,null,null,null,null,null,null,null,null,null,null,null,null,null,null,null,null,null,null,null,null,null,null,null,null,null,null,null,null,null,null,null,null,null,null,null,null,null,null,null,null,null,null,null,null,null,87,6,2070,{"$f":"OFFSET(CIV!$D$1,IF($CA$1,BX2072,366-BX2072),BY2072)","v":601.70000000000005},{"$f":"IF(BZ2072=SUMIF(CIV!$AQ$51:$AQ$90,CB2071,CIV!$BK$51:$BK$90),CB2071+1,CB2071)","v":5},629.79999999999995,{"$f":"SUMIF(CIV!$AQ$51:$AQ$90,CB2072,CIV!$BJ$51:$BJ$90)","v":595.12967190092411}]
[null,null,null,null,null,null,null,null,null,null,null,null,null,null,null,null,null,null,null,null,null,null,null,null,null,null,null,null,null,null,null,null,null,null,null,null,null,null,null,null,null,null,null,null,null,null,null,null,null,null,null,null,null,null,null,null,null,null,null,null,null,null,null,null,null,null,null,null,null,null,null,null,null,null,null,87,20,2084,{"$f":"OFFSET(CIV!$D$1,IF($CA$1,BX2086,366-BX2086),BY2086)","v":755.5},{"$f":"IF(BZ2086=SUMIF(CIV!$AQ$51:$AQ$90,CB2085,CIV!$BK$51:$BK$90),CB2085+1,CB2085)","v":5},629.5,{"$f":"SUMIF(CIV!$AQ$51:$AQ$90,CB2086,CIV!$BJ$51:$BJ$90)","v":595.12967190092411}]
[null,null,null,null,null,null,null,null,null,null,null,null,null,null,null,null,null,null,null,null,null,null,null,null,null,null,null,null,null,null,null,null,null,null,null,null,null,null,null,null,null,null,null,null,null,null,null,null,null,null,null,null,null,null,null,null,null,null,null,null,null,null,null,null,null,null,null,null,null,null,null,null,null,null,null,88,17,2105,{"$f":"OFFSET(CIV!$D$1,IF($CA$1,BX2107,366-BX2107),BY2107)","v":585.6},{"$f":"IF(BZ2107=SUMIF(CIV!$AQ$51:$AQ$90,CB2106,CIV!$BK$51:$BK$90),CB2106+1,CB2106)","v":5},628.6,{"$f":"SUMIF(CIV!$AQ$51:$AQ$90,CB2107,CIV!$BJ$51:$BJ$90)","v":595.12967190092411}]
[null,null,null,null,null,null,null,null,null,null,null,null,null,null,null,null,null,null,null,null,null,null,null,null,null,null,null,null,null,null,null,null,null,null,null,null,null,null,null,null,null,null,null,null,null,null,null,null,null,null,null,null,null,null,null,null,null,null,null,null,null,null,null,null,null,null,null,null,null,null,null,null,null,null,null,89,10,2122,{"$f":"OFFSET(CIV!$D$1,IF($CA$1,BX2124,366-BX2124),BY2124)","v":515.79999999999995},{"$f":"IF(BZ2124=SUMIF(CIV!$AQ$51:$AQ$90,CB2123,CIV!$BK$51:$BK$90),CB2123+1,CB2123)","v":5},627.79999999999995,{"$f":"SUMIF(CIV!$AQ$51:$AQ$90,CB2124,CIV!$BJ$51:$BJ$90)","v":595.12967190092411}]
[null,null,null,null,null,null,null,null,null,null,null,null,null,null,null,null,null,null,null,null,null,null,null,null,null,null,null,null,null,null,null,null,null,null,null,null,null,null,null,null,null,null,null,null,null,null,null,null,null,null,null,null,null,null,null,null,null,null,null,null,null,null,null,null,null,null,null,null,null,null,null,null,null,null,null,90,3,2139,{"$f":"OFFSET(CIV!$D$1,IF($CA$1,BX2141,366-BX2141),BY2141)","v":609},{"$f":"IF(BZ2141=SUMIF(CIV!$AQ$51:$AQ$90,CB2140,CIV!$BK$51:$BK$90),CB2140+1,CB2140)","v":5},627.20000000000005,{"$f":"SUMIF(CIV!$AQ$51:$AQ$90,CB2141,CIV!$BJ$51:$BJ$90)","v":595.12967190092411}]
[null,null,null,null,null,null,null,null,null,null,null,null,null,null,null,null,null,null,null,null,null,null,null,null,null,null,null,null,null,null,null,null,null,null,null,null,null,null,null,null,null,null,null,null,null,null,null,null,null,null,null,null,null,null,null,null,null,null,null,null,null,null,null,null,null,null,null,null,null,null,null,null,null,null,null,90,14,2150,{"$f":"OFFSET(CIV!$D$1,IF($CA$1,BX2152,366-BX2152),BY2152)","v":447.4},{"$f":"IF(BZ2152=SUMIF(CIV!$AQ$51:$AQ$90,CB2151,CIV!$BK$51:$BK$90),CB2151+1,CB2151)","v":5},626.6,{"$f":"SUMIF(CIV!$AQ$51:$AQ$90,CB2152,CIV!$BJ$51:$BJ$90)","v":595.12967190092411}]
[null,null,null,null,null,null,null,null,null,null,null,null,null,null,null,null,null,null,null,null,null,null,null,null,null,null,null,null,null,null,null,null,null,null,null,null,null,null,null,null,null,null,null,null,null,null,null,null,null,null,null,null,null,null,null,null,null,null,null,null,null,null,null,null,null,null,null,null,null,null,null,null,null,null,null,91,14,2174,{"$f":"OFFSET(CIV!$D$1,IF($CA$1,BX2176,366-BX2176),BY2176)","v":621},{"$f":"IF(BZ2176=SUMIF(CIV!$AQ$51:$AQ$90,CB2175,CIV!$BK$51:$BK$90),CB2175+1,CB2175)","v":5},625.29999999999995,{"$f":"SUMIF(CIV!$AQ$51:$AQ$90,CB2176,CIV!$BJ$51:$BJ$90)","v":595.12967190092411}]
[null,null,null,null,null,null,null,null,null,null,null,null,null,null,null,null,null,null,null,null,null,null,null,null,null,null,null,null,null,null,null,null,null,null,null,null,null,null,null,null,null,null,null,null,null,null,null,null,null,null,null,null,null,null,null,null,null,null,null,null,null,null,null,null,null,null,null,null,null,null,null,null,null,null,null,91,15,2175,{"$f":"OFFSET(CIV!$D$1,IF($CA$1,BX2177,366-BX2177),BY2177)","v":625.70000000000005},{"$f":"IF(BZ2177=SUMIF(CIV!$AQ$51:$AQ$90,CB2176,CIV!$BK$51:$BK$90),CB2176+1,CB2176)","v":5},625.29999999999995,{"$f":"SUMIF(CIV!$AQ$51:$AQ$90,CB2177,CIV!$BJ$51:$BJ$90)","v":595.12967190092411}]
[null,null,null,null,null,null,null,null,null,null,null,null,null,null,null,null,null,null,null,null,null,null,null,null,null,null,null,null,null,null,null,null,null,null,null,null,null,null,null,null,null,null,null,null,null,null,null,null,null,null,null,null,null,null,null,null,null,null,null,null,null,null,null,null,null,null,null,null,null,null,null,null,null,null,null,92,8,2192,{"$f":"OFFSET(CIV!$D$1,IF($CA$1,BX2194,366-BX2194),BY2194)","v":541.29999999999995},{"$f":"IF(BZ2194=SUMIF(CIV!$AQ$51:$AQ$90,CB2193,CIV!$BK$51:$BK$90),CB2193+1,CB2193)","v":5},624.6,{"$f":"SUMIF(CIV!$AQ$51:$AQ$90,CB2194,CIV!$BJ$51:$BJ$90)","v":595.12967190092411}]
[null,null,null,null,null,null,null,null,null,null,null,null,null,null,null,null,null,null,null,null,null,null,null,null,null,null,null,null,null,null,null,null,null,null,null,null,null,null,null,null,null,null,null,null,null,null,null,null,null,null,null,null,null,null,null,null,null,null,null,null,null,null,null,null,null,null,null,null,null,null,null,null,null,null,null,93,9,2217,{"$f":"OFFSET(CIV!$D$1,IF($CA$1,BX2219,366-BX2219),BY2219)","v":573.1},{"$f":"IF(BZ2219=SUMIF(CIV!$AQ$51:$AQ$90,CB2218,CIV!$BK$51:$BK$90),CB2218+1,CB2218)","v":5},623.29999999999995,{"$f":"SUMIF(CIV!$AQ$51:$AQ$90,CB2219,CIV!$BJ$51:$BJ$90)","v":595.12967190092411}]
[null,null,null,null,null,null,null,null,null,null,null,null,null,null,null,null,null,null,null,null,null,null,null,null,null,null,null,null,null,null,null,null,null,null,null,null,null,null,null,null,null,null,null,null,null,null,null,null,null,null,null,null,null,null,null,null,null,null,null,null,null,null,null,null,null,null,null,null,null,null,null,null,null,null,null,93,19,2227,{"$f":"OFFSET(CIV!$D$1,IF($CA$1,BX2229,366-BX2229),BY2229)","v":750.6},{"$f":"IF(BZ2229=SUMIF(CIV!$AQ$51:$AQ$90,CB2228,CIV!$BK$51:$BK$90),CB2228+1,CB2228)","v":5},622.9,{"$f":"SUMIF(CIV!$AQ$51:$AQ$90,CB2229,CIV!$BJ$51:$BJ$90)","v":595.12967190092411}]
[null,null,null,null,null,null,null,null,null,null,null,null,null,null,null,null,null,null,null,null,null,null,null,null,null,null,null,null,null,null,null,null,null,null,null,null,null,null,null,null,null,null,null,null,null,null,null,null,null,null,null,null,null,null,null,null,null,null,null,null,null,null,null,null,null,null,null,null,null,null,null,null,null,null,null,94,12,2244,{"$f":"OFFSET(CIV!$D$1,IF($CA$1,BX2246,366-BX2246),BY2246)","v":540.5},{"$f":"IF(BZ2246=SUMIF(CIV!$AQ$51:$AQ$90,CB2245,CIV!$BK$51:$BK$90),CB2245+1,CB2245)","v":5},622.29999999999995,{"$f":"SUMIF(CIV!$AQ$51:$AQ$90,CB2246,CIV!$BJ$51:$BJ$90)","v":595.12967190092411}]
[null,null,null,null,null,null,null,null,null,null,null,null,null,null,null,null,null,null,null,null,null,null,null,null,null,null,null,null,null,null,null,null,null,null,null,null,null,null,null,null,null,null,null,null,null,null,null,null,null,null,null,null,null,null,null,null,null,null,null,null,null,null,null,null,null,null,null,null,null,null,null,null,null,null,null,95,11,2267,{"$f":"OFFSET(CIV!$D$1,IF($CA$1,BX2269,366-BX2269),BY2269)","v":586.79999999999995},{"$f":"IF(BZ2269=SUMIF(CIV!$AQ$51:$AQ$90,CB2268,CIV!$BK$51:$BK$90),CB2268+1,CB2268)","v":5},621.4,{"$f":"SUMIF(CIV!$AQ$51:$AQ$90,CB2269,CIV!$BJ$51:$BJ$90)","v":595.12967190092411}]
[null,null,null,null,null,null,null,null,null,null,null,null,null,null,null,null,null,null,null,null,null,null,null,null,null,null,null,null,null,null,null,null,null,null,null,null,null,null,null,null,null,null,null,null,null,null,null,null,null,null,null,null,null,null,null,null,null,null,null,null,null,null,null,null,null,null,null,null,null,null,null,null,null,null,null,95,23,2279,{"$f":"OFFSET(CIV!$D$1,IF($CA$1,BX2281,366-BX2281),BY2281)","v":721.3},{"$f":"IF(BZ2281=SUMIF(CIV!$AQ$51:$AQ$90,CB2280,CIV!$BK$51:$BK$90),CB2280+1,CB2280)","v":5},620.9,{"$f":"SUMIF(CIV!$AQ$51:$AQ$90,CB2281,CIV!$BJ$51:$BJ$90)","v":595.12967190092411}]
[null,null,null,null,null,null,null,null,null,null,null,null,null,null,null,null,null,null,null,null,null,null,null,null,null,null,null,null,null,null,null,null,null,null,null,null,null,null,null,null,null,null,null,null,null,null,null,null,null,null,null,null,null,null,null,null,null,null,null,null,null,null,null,null,null,null,null,null,null,null,null,null,null,null,null,96,16,2296,{"$f":"OFFSET(CIV!$D$1,IF($CA$1,BX2298,366-BX2298),BY2298)","v":487.8},{"$f":"IF(BZ2298=SUMIF(CIV!$AQ$51:$AQ$90,CB2297,CIV!$BK$51:$BK$90),CB2297+1,CB2297)","v":5},620.20000000000005,{"$f":"SUMIF(CIV!$AQ$51:$AQ$90,CB2298,CIV!$BJ$51:$BJ$90)","v":595.12967190092411}]
[null,null,null,null,null,null,null,null,null,null,null,null,null,null,null,null,null,null,null,null,null,null,null,null,null,null,null,null,null,null,null,null,null,null,null,null,null,null,null,null,null,null,null,null,null,null,null,null,null,null,null,null,null,null,null,null,null,null,null,null,null,null,null,null,null,null,null,null,null,null,null,null,null,null,null,97,9,2313,{"$f":"OFFSET(CIV!$D$1,IF($CA$1,BX2315,366-BX2315),BY2315)","v":412.64},{"$f":"IF(BZ2315=SUMIF(CIV!$AQ$51:$AQ$90,CB2314,CIV!$BK$51:$BK$90),CB2314+1,CB2314)","v":5},619.9,{"$f":"SUMIF(CIV!$AQ$51:$AQ$90,CB2315,CIV!$BJ$51:$BJ$90)","v":595.12967190092411}]
[null,null,null,null,null,null,null,null,null,null,null,null,null,null,null,null,null,null,null,null,null,null,null,null,null,null,null,null,null,null,null,null,null,null,null,null,null,null,null,null,null,null,null,null,null,null,null,null,null,null,null,null,null,null,null,null,null,null,null,null,null,null,null,null,null,null,null,null,null,null,null,null,null,null,null,98,5,2333,{"$f":"OFFSET(CIV!$D$1,IF($CA$1,BX2335,366-BX2335),BY2335)","v":555.29999999999995},{"$f":"IF(BZ2335=SUMIF(CIV!$AQ$51:$AQ$90,CB2334,CIV!$BK$51:$BK$90),CB2334+1,CB2334)","v":5},619.1,{"$f":"SUMIF(CIV!$AQ$51:$AQ$90,CB2335,CIV!$BJ$51:$BJ$90)","v":595.12967190092411}]
[null,null,null,null,null,null,null,null,null,null,null,null,null,null,null,null,null,null,null,null,null,null,null,null,null,null,null,null,null,null,null,null,null,null,null,null,null,null,null,null,null,null,null,null,null,null,null,null,null,null,null,null,null,null,null,null,null,null,null,null,null,null,null,null,null,null,null,null,null,null,null,null,null,null,null,98,20,2348,{"$f":"OFFSET(CIV!$D$1,IF($CA$1,BX2350,366-BX2350),BY2350)","v":726.4},{"$f":"IF(BZ2350=SUMIF(CIV!$AQ$51:$AQ$90,CB2349,CIV!$BK$51:$BK$90),CB2349+1,CB2349)","v":5},618.79999999999995,{"$f":"SUMIF(CIV!$AQ$51:$AQ$90,CB2350,CIV!$BJ$51:$BJ$90)","v":595.12967190092411}]
[null,null,null,null,null,null,null,null,null,null,null,null,null,null,null,null,null,null,null,null,null,null,null,null,null,null,null,null,null,null,null,null,null,null,null,null,null,null,null,null,null,null,null,null,null,null,null,null,null,null,null,null,null,null,null,null,null,null,null,null,null,null,null,null,null,null,null,null,null,null,null,null,null,null,null,99,13,2365,{"$f":"OFFSET(CIV!$D$1,IF($CA$1,BX2367,366-BX2367),BY2367)","v":588.70000000000005},{"$f":"IF(BZ2367=SUMIF(CIV!$AQ$51:$AQ$90,CB2366,CIV!$BK$51:$BK$90),CB2366+1,CB2366)","v":5},618.20000000000005,{"$f":"SUMIF(CIV!$AQ$51:$AQ$90,CB2367,CIV!$BJ$51:$BJ$90)","v":595.12967190092411}]
[null,null,null,null,null,null,null,null,null,null,null,null,null,null,null,null,null,null,null,null,null,null,null,null,null,null,null,null,null,null,null,null,null,null,null,null,null,null,null,null,null,null,null,null,null,null,null,null,null,null,null,null,null,null,null,null,null,null,null,null,null,null,null,null,null,null,null,null,null,null,null,null,null,null,null,100,7,2383,{"$f":"OFFSET(CIV!$D$1,IF($CA$1,BX2385,366-BX2385),BY2385)","v":530.20000000000005},{"$f":"IF(BZ2385=SUMIF(CIV!$AQ$51:$AQ$90,CB2384,CIV!$BK$51:$BK$90),CB2384+1,CB2384)","v":5},617.70000000000005,{"$f":"SUMIF(CIV!$AQ$51:$AQ$90,CB2385,CIV!$BJ$51:$BJ$90)","v":595.12967190092411}]
[null,null,null,null,null,null,null,null,null,null,null,null,null,null,null,null,null,null,null,null,null,null,null,null,null,null,null,null,null,null,null,null,null,null,null,null,null,null,null,null,null,null,null,null,null,null,null,null,null,null,null,null,null,null,null,null,null,null,null,null,null,null,null,null,null,null,null,null,null,null,null,null,null,null,null,100,24,2400,{"$f":"OFFSET(CIV!$D$1,IF($CA$1,BX2402,366-BX2402),BY2402)","v":648.70000000000005},{"$f":"IF(BZ2402=SUMIF(CIV!$AQ$51:$AQ$90,CB2401,CIV!$BK$51:$BK$90),CB2401+1,CB2401)","v":5},617.20000000000005,{"$f":"SUMIF(CIV!$AQ$51:$AQ$90,CB2402,CIV!$BJ$51:$BJ$90)","v":595.12967190092411}]
[null,null,null,null,null,null,null,null,null,null,null,null,null,null,null,null,null,null,null,null,null,null,null,null,null,null,null,null,null,null,null,null,null,null,null,null,null,null,null,null,null,null,null,null,null,null,null,null,null,null,null,null,null,null,null,null,null,null,null,null,null,null,null,null,null,null,null,null,null,null,null,null,null,null,null,101,17,2417,{"$f":"OFFSET(CIV!$D$1,IF($CA$1,BX2419,366-BX2419),BY2419)","v":593.29999999999995},{"$f":"IF(BZ2419=SUMIF(CIV!$AQ$51:$AQ$90,CB2418,CIV!$BK$51:$BK$90),CB2418+1,CB2418)","v":5},616.6,{"$f":"SUMIF(CIV!$AQ$51:$AQ$90,CB2419,CIV!$BJ$51:$BJ$90)","v":595.12967190092411}]
[null,null,null,null,null,null,null,null,null,null,null,null,null,null,null,null,null,null,null,null,null,null,null,null,null,null,null,null,null,null,null,null,null,null,null,null,null,null,null,null,null,null,null,null,null,null,null,null,null,null,null,null,null,null,null,null,null,null,null,null,null,null,null,null,null,null,null,null,null,null,null,null,null,null,null,102,10,{"$f":"BZ2435+1","v":2434},{"$f":"OFFSET(CIV!$D$1,IF($CA$1,BX2436,366-BX2436),BY2436)","v":611.79999999999995},{"$f":"IF(BZ2436=SUMIF(CIV!$AQ$51:$AQ$90,CB2435,CIV!$BK$51:$BK$90),CB2435+1,CB2435)","v":5},615.9,{"$f":"SUMIF(CIV!$AQ$51:$AQ$90,CB2436,CIV!$BJ$51:$BJ$90)","v":595.12967190092411}]
[null,null,null,null,null,null,null,null,null,null,null,null,null,null,null,null,null,null,null,null,null,null,null,null,null,null,null,null,null,null,null,null,null,null,null,null,null,null,null,null,null,null,null,null,null,null,null,null,null,null,null,null,null,null,null,null,null,null,null,null,null,null,null,null,null,null,null,null,null,null,null,null,null,null,null,103,2,2450,{"$f":"OFFSET(CIV!$D$1,IF($CA$1,BX2452,366-BX2452),BY2452)","v":622},{"$f":"IF(BZ2452=SUMIF(CIV!$AQ$51:$AQ$90,CB2451,CIV!$BK$51:$BK$90),CB2451+1,CB2451)","v":5},615.5,{"$f":"SUMIF(CIV!$AQ$51:$AQ$90,CB2452,CIV!$BJ$51:$BJ$90)","v":595.12967190092411}]
[null,null,null,null,null,null,null,null,null,null,null,null,null,null,null,null,null,null,null,null,null,null,null,null,null,null,null,null,null,null,null,null,null,null,null,null,null,null,null,null,null,null,null,null,null,null,null,null,null,null,null,null,null,null,null,null,null,null,null,null,null,null,null,null,null,null,null,null,null,null,null,null,null,null,null,103,5,2453,{"$f":"OFFSET(CIV!$D$1,IF($CA$1,BX2455,366-BX2455),BY2455)","v":597.4},{"$f":"IF(BZ2455=SUMIF(CIV!$AQ$51:$AQ$90,CB2454,CIV!$BK$51:$BK$90),CB2454+1,CB2454)","v":5},615.5,{"$f":"SUMIF(CIV!$AQ$51:$AQ$90,CB2455,CIV!$BJ$51:$BJ$90)","v":595.12967190092411}]
[null,null,null,null,null,null,null,null,null,null,null,null,null,null,null,null,null,null,null,null,null,null,null,null,null,null,null,null,null,null,null,null,null,null,null,null,null,null,null,null,null,null,null,null,null,null,null,null,null,null,null,null,null,null,null,null,null,null,null,null,null,null,null,null,null,null,null,null,null,null,null,null,null,null,null,103,22,2470,{"$f":"OFFSET(CIV!$D$1,IF($CA$1,BX2472,366-BX2472),BY2472)","v":709.8},{"$f":"IF(BZ2472=SUMIF(CIV!$AQ$51:$AQ$90,CB2471,CIV!$BK$51:$BK$90),CB2471+1,CB2471)","v":5},615,{"$f":"SUMIF(CIV!$AQ$51:$AQ$90,CB2472,CIV!$BJ$51:$BJ$90)","v":595.12967190092411}]
[null,null,null,null,null,null,null,null,null,null,null,null,null,null,null,null,null,null,null,null,null,null,null,null,null,null,null,null,null,null,null,null,null,null,null,null,null,null,null,null,null,null,null,null,null,null,null,null,null,null,null,null,null,null,null,null,null,null,null,null,null,null,null,null,null,null,null,null,null,null,null,null,null,null,null,104,15,2487,{"$f":"OFFSET(CIV!$D$1,IF($CA$1,BX2489,366-BX2489),BY2489)","v":464},{"$f":"IF(BZ2489=SUMIF(CIV!$AQ$51:$AQ$90,CB2488,CIV!$BK$51:$BK$90),CB2488+1,CB2488)","v":5},614.5,{"$f":"SUMIF(CIV!$AQ$51:$AQ$90,CB2489,CIV!$BJ$51:$BJ$90)","v":595.12967190092411}]
[null,null,null,null,null,null,null,null,null,null,null,null,null,null,null,null,null,null,null,null,null,null,null,null,null,null,null,null,null,null,null,null,null,null,null,null,null,null,null,null,null,null,null,null,null,null,null,null,null,null,null,null,null,null,null,null,null,null,null,null,null,null,null,null,null,null,null,null,null,null,null,null,null,null,null,105,20,2516,{"$f":"OFFSET(CIV!$D$1,IF($CA$1,BX2518,366-BX2518),BY2518)","v":739.9},{"$f":"IF(BZ2518=SUMIF(CIV!$AQ$51:$AQ$90,CB2517,CIV!$BK$51:$BK$90),CB2517+1,CB2517)","v":5},613.70000000000005,{"$f":"SUMIF(CIV!$AQ$51:$AQ$90,CB2518,CIV!$BJ$51:$BJ$90)","v":595.12967190092411}]
[null,null,null,null,null,null,null,null,null,null,null,null,null,null,null,null,null,null,null,null,null,null,null,null,null,null,null,null,null,null,null,null,null,null,null,null,null,null,null,null,null,null,null,null,null,null,null,null,null,null,null,null,null,null,null,null,null,null,null,null,null,null,null,null,null,null,null,null,null,null,null,null,null,null,null,106,2,2522,{"$f":"OFFSET(CIV!$D$1,IF($CA$1,BX2524,366-BX2524),BY2524)","v":650.79999999999995},{"$f":"IF(BZ2524=SUMIF(CIV!$AQ$51:$AQ$90,CB2523,CIV!$BK$51:$BK$90),CB2523+1,CB2523)","v":5},613.4,{"$f":"SUMIF(CIV!$AQ$51:$AQ$90,CB2524,CIV!$BJ$51:$BJ$90)","v":595.12967190092411}]
[null,null,null,null,null,null,null,null,null,null,null,null,null,null,null,null,null,null,null,null,null,null,null,null,null,null,null,null,null,null,null,null,null,null,null,null,null,null,null,null,null,null,null,null,null,null,null,null,null,null,null,null,null,null,null,null,null,null,null,null,null,null,null,null,null,null,null,null,null,null,null,null,null,null,null,106,19,2539,{"$f":"OFFSET(CIV!$D$1,IF($CA$1,BX2541,366-BX2541),BY2541)","v":728.5},{"$f":"IF(BZ2541=SUMIF(CIV!$AQ$51:$AQ$90,CB2540,CIV!$BK$51:$BK$90),CB2540+1,CB2540)","v":5},612.9,{"$f":"SUMIF(CIV!$AQ$51:$AQ$90,CB2541,CIV!$BJ$51:$BJ$90)","v":595.12967190092411}]
[null,null,null,null,null,null,null,null,null,null,null,null,null,null,null,null,null,null,null,null,null,null,null,null,null,null,null,null,null,null,null,null,null,null,null,null,null,null,null,null,null,null,null,null,null,null,null,null,null,null,null,null,null,null,null,null,null,null,null,null,null,null,null,null,null,null,null,null,null,null,null,null,null,null,null,107,6,2550,{"$f":"OFFSET(CIV!$D$1,IF($CA$1,BX2552,366-BX2552),BY2552)","v":613.4},{"$f":"IF(BZ2552=SUMIF(CIV!$AQ$51:$AQ$90,CB2551,CIV!$BK$51:$BK$90),CB2551+1,CB2551)","v":5},612.4,{"$f":"SUMIF(CIV!$AQ$51:$AQ$90,CB2552,CIV!$BJ$51:$BJ$90)","v":595.12967190092411}]
[null,null,null,null,null,null,null,null,null,null,null,null,null,null,null,null,null,null,null,null,null,null,null,null,null,null,null,null,null,null,null,null,null,null,null,null,null,null,null,null,null,null,null,null,null,null,null,null,null,null,null,null,null,null,null,null,null,null,null,null,null,null,null,null,null,null,null,null,null,null,null,null,null,null,null,108,6,2574,{"$f":"OFFSET(CIV!$D$1,IF($CA$1,BX2576,366-BX2576),BY2576)","v":607.4},{"$f":"IF(BZ2576=SUMIF(CIV!$AQ$51:$AQ$90,CB2575,CIV!$BK$51:$BK$90),CB2575+1,CB2575)","v":5},611.6,{"$f":"SUMIF(CIV!$AQ$51:$AQ$90,CB2576,CIV!$BJ$51:$BJ$90)","v":595.12967190092411}]
[null,null,null,null,null,null,null,null,null,null,null,null,null,null,null,null,null,null,null,null,null,null,null,null,null,null,null,null,null,null,null,null,null,null,null,null,null,null,null,null,null,null,null,null,null,null,null,null,null,null,null,null,null,null,null,null,null,null,null,null,null,null,null,null,null,null,null,null,null,null,null,null,null,null,null,108,23,2591,{"$f":"OFFSET(CIV!$D$1,IF($CA$1,BX2593,366-BX2593),BY2593)","v":676.1},{"$f":"IF(BZ2593=SUMIF(CIV!$AQ$51:$AQ$90,CB2592,CIV!$BK$51:$BK$90),CB2592+1,CB2592)","v":5},611,{"$f":"SUMIF(CIV!$AQ$51:$AQ$90,CB2593,CIV!$BJ$51:$BJ$90)","v":595.12967190092411}]
[null,null,null,null,null,null,null,null,null,null,null,null,null,null,null,null,null,null,null,null,null,null,null,null,null,null,null,null,null,null,null,null,null,null,null,null,null,null,null,null,null,null,null,null,null,null,null,null,null,null,null,null,null,null,null,null,null,null,null,null,null,null,null,null,null,null,null,null,null,null,null,null,null,null,null,109,16,2608,{"$f":"OFFSET(CIV!$D$1,IF($CA$1,BX2610,366-BX2610),BY2610)","v":608},{"$f":"IF(BZ2610=SUMIF(CIV!$AQ$51:$AQ$90,CB2609,CIV!$BK$51:$BK$90),CB2609+1,CB2609)","v":5},610.4,{"$f":"SUMIF(CIV!$AQ$51:$AQ$90,CB2610,CIV!$BJ$51:$BJ$90)","v":595.12967190092411}]
[null,null,null,null,null,null,null,null,null,null,null,null,null,null,null,null,null,null,null,null,null,null,null,null,null,null,null,null,null,null,null,null,null,null,null,null,null,null,null,null,null,null,null,null,null,null,null,null,null,null,null,null,null,null,null,null,null,null,null,null,null,null,null,null,null,null,null,null,null,null,null,null,null,null,null,109,24,2616,{"$f":"OFFSET(CIV!$D$1,IF($CA$1,BX2618,366-BX2618),BY2618)","v":691.2},{"$f":"IF(BZ2618=SUMIF(CIV!$AQ$51:$AQ$90,CB2617,CIV!$BK$51:$BK$90),CB2617+1,CB2617)","v":5},610.1,{"$f":"SUMIF(CIV!$AQ$51:$AQ$90,CB2618,CIV!$BJ$51:$BJ$90)","v":595.12967190092411}]
[null,null,null,null,null,null,null,null,null,null,null,null,null,null,null,null,null,null,null,null,null,null,null,null,null,null,null,null,null,null,null,null,null,null,null,null,null,null,null,null,null,null,null,null,null,null,null,null,null,null,null,null,null,null,null,null,null,null,null,null,null,null,null,null,null,null,null,null,null,null,null,null,null,null,null,111,3,2643,{"$f":"OFFSET(CIV!$D$1,IF($CA$1,BX2645,366-BX2645),BY2645)","v":583.9},{"$f":"IF(BZ2645=SUMIF(CIV!$AQ$51:$AQ$90,CB2644,CIV!$BK$51:$BK$90),CB2644+1,CB2644)","v":5},609,{"$f":"SUMIF(CIV!$AQ$51:$AQ$90,CB2645,CIV!$BJ$51:$BJ$90)","v":595.12967190092411}]
[null,null,null,null,null,null,null,null,null,null,null,null,null,null,null,null,null,null,null,null,null,null,null,null,null,null,null,null,null,null,null,null,null,null,null,null,null,null,null,null,null,null,null,null,null,null,null,null,null,null,null,null,null,null,null,null,null,null,null,null,null,null,null,null,null,null,null,null,null,null,null,null,null,null,null,111,20,2660,{"$f":"OFFSET(CIV!$D$1,IF($CA$1,BX2662,366-BX2662),BY2662)","v":709.7},{"$f":"IF(BZ2662=SUMIF(CIV!$AQ$51:$AQ$90,CB2661,CIV!$BK$51:$BK$90),CB2661+1,CB2661)","v":6},608.6,{"$f":"SUMIF(CIV!$AQ$51:$AQ$90,CB2662,CIV!$BJ$51:$BJ$90)","v":592.31467119058902}]
[null,null,null,null,null,null,null,null,null,null,null,null,null,null,null,null,null,null,null,null,null,null,null,null,null,null,null,null,null,null,null,null,null,null,null,null,null,null,null,null,null,null,null,null,null,null,null,null,null,null,null,null,null,null,null,null,null,null,null,null,null,null,null,null,null,null,null,null,null,null,null,null,null,null,null,112,13,2677,{"$f":"OFFSET(CIV!$D$1,IF($CA$1,BX2679,366-BX2679),BY2679)","v":584.79999999999995},{"$f":"IF(BZ2679=SUMIF(CIV!$AQ$51:$AQ$90,CB2678,CIV!$BK$51:$BK$90),CB2678+1,CB2678)","v":6},608.20000000000005,{"$f":"SUMIF(CIV!$AQ$51:$AQ$90,CB2679,CIV!$BJ$51:$BJ$90)","v":592.31467119058902}]
[null,null,null,null,null,null,null,null,null,null,null,null,null,null,null,null,null,null,null,null,null,null,null,null,null,null,null,null,null,null,null,null,null,null,null,null,null,null,null,null,null,null,null,null,null,null,null,null,null,null,null,null,null,null,null,null,null,null,null,null,null,null,null,null,null,null,null,null,null,null,null,null,null,null,null,112,19,2683,{"$f":"OFFSET(CIV!$D$1,IF($CA$1,BX2685,366-BX2685),BY2685)","v":619.1},{"$f":"IF(BZ2685=SUMIF(CIV!$AQ$51:$AQ$90,CB2684,CIV!$BK$51:$BK$90),CB2684+1,CB2684)","v":6},608,{"$f":"SUMIF(CIV!$AQ$51:$AQ$90,CB2685,CIV!$BJ$51:$BJ$90)","v":592.31467119058902}]
[null,null,null,null,null,null,null,null,null,null,null,null,null,null,null,null,null,null,null,null,null,null,null,null,null,null,null,null,null,null,null,null,null,null,null,null,null,null,null,null,null,null,null,null,null,null,null,null,null,null,null,null,null,null,null,null,null,null,null,null,null,null,null,null,null,null,null,null,null,null,null,null,null,null,null,113,8,2696,{"$f":"OFFSET(CIV!$D$1,IF($CA$1,BX2698,366-BX2698),BY2698)","v":571.70000000000005},{"$f":"IF(BZ2698=SUMIF(CIV!$AQ$51:$AQ$90,CB2697,CIV!$BK$51:$BK$90),CB2697+1,CB2697)","v":6},607.70000000000005,{"$f":"SUMIF(CIV!$AQ$51:$AQ$90,CB2698,CIV!$BJ$51:$BJ$90)","v":592.31467119058902}]
[null,null,null,null,null,null,null,null,null,null,null,null,null,null,null,null,null,null,null,null,null,null,null,null,null,null,null,null,null,null,null,null,null,null,null,null,null,null,null,null,null,null,null,null,null,null,null,null,null,null,null,null,null,null,null,null,null,null,null,null,null,null,null,null,null,null,null,null,null,null,null,null,null,null,null,114,{"$f":"BY2691","v":1},2713,{"$f":"OFFSET(CIV!$D$1,IF($CA$1,BX2715,366-BX2715),BY2715)","v":674.3},{"$f":"IF(BZ2715=SUMIF(CIV!$AQ$51:$AQ$90,CB2714,CIV!$BK$51:$BK$90),CB2714+1,CB2714)","v":6},607.29999999999995,{"$f":"SUMIF(CIV!$AQ$51:$AQ$90,CB2715,CIV!$BJ$51:$BJ$90)","v":592.31467119058902}]
[null,null,null,null,null,null,null,null,null,null,null,null,null,null,null,null,null,null,null,null,null,null,null,null,null,null,null,null,null,null,null,null,null,null,null,null,null,null,null,null,null,null,null,null,null,null,null,null,null,null,null,null,null,null,null,null,null,null,null,null,null,null,null,null,null,null,null,null,null,null,null,null,null,null,null,114,21,2733,{"$f":"OFFSET(CIV!$D$1,IF($CA$1,BX2735,366-BX2735),BY2735)","v":731.1},{"$f":"IF(BZ2735=SUMIF(CIV!$AQ$51:$AQ$90,CB2734,CIV!$BK$51:$BK$90),CB2734+1,CB2734)","v":6},606.9,{"$f":"SUMIF(CIV!$AQ$51:$AQ$90,CB2735,CIV!$BJ$51:$BJ$90)","v":592.31467119058902}]
[null,null,null,null,null,null,null,null,null,null,null,null,null,null,null,null,null,null,null,null,null,null,null,null,null,null,null,null,null,null,null,null,null,null,null,null,null,null,null,null,null,null,null,null,null,null,null,null,null,null,null,null,null,null,null,null,null,null,null,null,null,null,null,null,null,null,null,null,null,null,null,null,null,null,null,115,12,2748,{"$f":"OFFSET(CIV!$D$1,IF($CA$1,BX2750,366-BX2750),BY2750)","v":594.6},{"$f":"IF(BZ2750=SUMIF(CIV!$AQ$51:$AQ$90,CB2749,CIV!$BK$51:$BK$90),CB2749+1,CB2749)","v":6},606.6,{"$f":"SUMIF(CIV!$AQ$51:$AQ$90,CB2750,CIV!$BJ$51:$BJ$90)","v":592.31467119058902}]
[null,null,null,null,null,null,null,null,null,null,null,null,null,null,null,null,null,null,null,null,null,null,null,null,null,null,null,null,null,null,null,null,null,null,null,null,null,null,null,null,null,null,null,null,null,null,null,null,null,null,null,null,null,null,null,null,null,null,null,null,null,null,null,null,null,null,null,null,null,null,null,null,null,null,null,116,5,2765,{"$f":"OFFSET(CIV!$D$1,IF($CA$1,BX2767,366-BX2767),BY2767)","v":589.9},{"$f":"IF(BZ2767=SUMIF(CIV!$AQ$51:$AQ$90,CB2766,CIV!$BK$51:$BK$90),CB2766+1,CB2766)","v":6},606.29999999999995,{"$f":"SUMIF(CIV!$AQ$51:$AQ$90,CB2767,CIV!$BJ$51:$BJ$90)","v":592.31467119058902}]
[null,null,null,null,null,null,null,null,null,null,null,null,null,null,null,null,null,null,null,null,null,null,null,null,null,null,null,null,null,null,null,null,null,null,null,null,null,null,null,null,null,null,null,null,null,null,null,null,null,null,null,null,null,null,null,null,null,null,null,null,null,null,null,null,null,null,null,null,null,null,null,null,null,null,null,116,22,2782,{"$f":"OFFSET(CIV!$D$1,IF($CA$1,BX2784,366-BX2784),BY2784)","v":670},{"$f":"IF(BZ2784=SUMIF(CIV!$AQ$51:$AQ$90,CB2783,CIV!$BK$51:$BK$90),CB2783+1,CB2783)","v":6},606,{"$f":"SUMIF(CIV!$AQ$51:$AQ$90,CB2784,CIV!$BJ$51:$BJ$90)","v":592.31467119058902}]
[null,null,null,null,null,null,null,null,null,null,null,null,null,null,null,null,null,null,null,null,null,null,null,null,null,null,null,null,null,null,null,null,null,null,null,null,null,null,null,null,null,null,null,null,null,null,null,null,null,null,null,null,null,null,null,null,null,null,null,null,null,null,null,null,null,null,null,null,null,null,null,null,null,null,null,117,15,2799,{"$f":"OFFSET(CIV!$D$1,IF($CA$1,BX2801,366-BX2801),BY2801)","v":478.2},{"$f":"IF(BZ2801=SUMIF(CIV!$AQ$51:$AQ$90,CB2800,CIV!$BK$51:$BK$90),CB2800+1,CB2800)","v":6},605.79999999999995,{"$f":"SUMIF(CIV!$AQ$51:$AQ$90,CB2801,CIV!$BJ$51:$BJ$90)","v":592.31467119058902}]
[null,null,null,null,null,null,null,null,null,null,null,null,null,null,null,null,null,null,null,null,null,null,null,null,null,null,null,null,null,null,null,null,null,null,null,null,null,null,null,null,null,null,null,null,null,null,null,null,null,null,null,null,null,null,null,null,null,null,null,null,null,null,null,null,null,null,null,null,null,null,null,null,null,null,null,{"$f":"ROUNDDOWN((BZ2819-1)/24,0)+1","v":118},9,2817,{"$f":"OFFSET(CIV!$D$1,IF($CA$1,BX2819,366-BX2819),BY2819)","v":415.1},{"$f":"IF(BZ2819=SUMIF(CIV!$AQ$51:$AQ$90,CB2818,CIV!$BK$51:$BK$90),CB2818+1,CB2818)","v":6},605.1,{"$f":"SUMIF(CIV!$AQ$51:$AQ$90,CB2819,CIV!$BJ$51:$BJ$90)","v":592.31467119058902}]
[null,null,null,null,null,null,null,null,null,null,null,null,null,null,null,null,null,null,null,null,null,null,null,null,null,null,null,null,null,null,null,null,null,null,null,null,null,null,null,null,null,null,null,null,null,null,null,null,null,null,null,null,null,null,null,null,null,null,null,null,null,null,null,null,null,null,null,null,null,null,null,null,null,null,null,119,2,2834,{"$f":"OFFSET(CIV!$D$1,IF($CA$1,BX2836,366-BX2836),BY2836)","v":531.6},{"$f":"IF(BZ2836=SUMIF(CIV!$AQ$51:$AQ$90,CB2835,CIV!$BK$51:$BK$90),CB2835+1,CB2835)","v":6},604.5,{"$f":"SUMIF(CIV!$AQ$51:$AQ$90,CB2836,CIV!$BJ$51:$BJ$90)","v":592.31467119058902}]
[null,null,null,null,null,null,null,null,null,null,null,null,null,null,null,null,null,null,null,null,null,null,null,null,null,null,null,null,null,null,null,null,null,null,null,null,null,null,null,null,null,null,null,null,null,null,null,null,null,null,null,null,null,null,null,null,null,null,null,null,null,null,null,null,null,null,null,null,null,null,null,null,null,null,null,119,18,2850,{"$f":"OFFSET(CIV!$D$1,IF($CA$1,BX2852,366-BX2852),BY2852)","v":549.5},{"$f":"IF(BZ2852=SUMIF(CIV!$AQ$51:$AQ$90,CB2851,CIV!$BK$51:$BK$90),CB2851+1,CB2851)","v":6},604.1,{"$f":"SUMIF(CIV!$AQ$51:$AQ$90,CB2852,CIV!$BJ$51:$BJ$90)","v":592.31467119058902}]
[null,null,null,null,null,null,null,null,null,null,null,null,null,null,null,null,null,null,null,null,null,null,null,null,null,null,null,null,null,null,null,null,null,null,null,null,null,null,null,null,null,null,null,null,null,null,null,null,null,null,null,null,null,null,null,null,null,null,null,null,null,null,null,null,null,null,null,null,null,null,null,null,null,null,null,120,13,2869,{"$f":"OFFSET(CIV!$D$1,IF($CA$1,BX2871,366-BX2871),BY2871)","v":599.1},{"$f":"IF(BZ2871=SUMIF(CIV!$AQ$51:$AQ$90,CB2870,CIV!$BK$51:$BK$90),CB2870+1,CB2870)","v":6},603.6,{"$f":"SUMIF(CIV!$AQ$51:$AQ$90,CB2871,CIV!$BJ$51:$BJ$90)","v":592.31467119058902}]
[null,null,null,null,null,null,null,null,null,null,null,null,null,null,null,null,null,null,null,null,null,null,null,null,null,null,null,null,null,null,null,null,null,null,null,null,null,null,null,null,null,null,null,null,null,null,null,null,null,null,null,null,null,null,null,null,null,null,null,null,null,null,null,null,null,null,null,null,null,null,null,null,null,null,null,121,6,2886,{"$f":"OFFSET(CIV!$D$1,IF($CA$1,BX2888,366-BX2888),BY2888)","v":578.79999999999995},{"$f":"IF(BZ2888=SUMIF(CIV!$AQ$51:$AQ$90,CB2887,CIV!$BK$51:$BK$90),CB2887+1,CB2887)","v":6},603.1,{"$f":"SUMIF(CIV!$AQ$51:$AQ$90,CB2888,CIV!$BJ$51:$BJ$90)","v":592.31467119058902}]
[null,null,null,null,null,null,null,null,null,null,null,null,null,null,null,null,null,null,null,null,null,null,null,null,null,null,null,null,null,null,null,null,null,null,null,null,null,null,null,null,null,null,null,null,null,null,null,null,null,null,null,null,null,null,null,null,null,null,null,null,null,null,null,null,null,null,null,null,null,null,null,null,null,null,null,121,23,2903,{"$f":"OFFSET(CIV!$D$1,IF($CA$1,BX2905,366-BX2905),BY2905)","v":693},{"$f":"IF(BZ2905=SUMIF(CIV!$AQ$51:$AQ$90,CB2904,CIV!$BK$51:$BK$90),CB2904+1,CB2904)","v":6},602.9,{"$f":"SUMIF(CIV!$AQ$51:$AQ$90,CB2905,CIV!$BJ$51:$BJ$90)","v":592.31467119058902}]
[null,null,null,null,null,null,null,null,null,null,null,null,null,null,null,null,null,null,null,null,null,null,null,null,null,null,null,null,null,null,null,null,null,null,null,null,null,null,null,null,null,null,null,null,null,null,null,null,null,null,null,null,null,null,null,null,null,null,null,null,null,null,null,null,null,null,null,null,null,null,null,null,null,null,null,122,12,2916,{"$f":"OFFSET(CIV!$D$1,IF($CA$1,BX2918,366-BX2918),BY2918)","v":427.4},{"$f":"IF(BZ2918=SUMIF(CIV!$AQ$51:$AQ$90,CB2917,CIV!$BK$51:$BK$90),CB2917+1,CB2917)","v":6},602.5,{"$f":"SUMIF(CIV!$AQ$51:$AQ$90,CB2918,CIV!$BJ$51:$BJ$90)","v":592.31467119058902}]
[null,null,null,null,null,null,null,null,null,null,null,null,null,null,null,null,null,null,null,null,null,null,null,null,null,null,null,null,null,null,null,null,null,null,null,null,null,null,null,null,null,null,null,null,null,null,null,null,null,null,null,null,null,null,null,null,null,null,null,null,null,null,null,null,null,null,null,null,null,null,null,null,null,null,null,123,10,2938,{"$f":"OFFSET(CIV!$D$1,IF($CA$1,BX2940,366-BX2940),BY2940)","v":573.4},{"$f":"IF(BZ2940=SUMIF(CIV!$AQ$51:$AQ$90,CB2939,CIV!$BK$51:$BK$90),CB2939+1,CB2939)","v":6},602,{"$f":"SUMIF(CIV!$AQ$51:$AQ$90,CB2940,CIV!$BJ$51:$BJ$90)","v":592.31467119058902}]
[null,null,null,null,null,null,null,null,null,null,null,null,null,null,null,null,null,null,null,null,null,null,null,null,null,null,null,null,null,null,null,null,null,null,null,null,null,null,null,null,null,null,null,null,null,null,null,null,null,null,null,null,null,null,null,null,null,null,null,null,null,null,null,null,null,null,null,null,null,null,null,null,null,null,null,124,3,2955,{"$f":"OFFSET(CIV!$D$1,IF($CA$1,BX2957,366-BX2957),BY2957)","v":580.29999999999995},{"$f":"IF(BZ2957=SUMIF(CIV!$AQ$51:$AQ$90,CB2956,CIV!$BK$51:$BK$90),CB2956+1,CB2956)","v":6},601.5,{"$f":"SUMIF(CIV!$AQ$51:$AQ$90,CB2957,CIV!$BJ$51:$BJ$90)","v":592.31467119058902}]
[null,null,null,null,null,null,null,null,null,null,null,null,null,null,null,null,null,null,null,null,null,null,null,null,null,null,null,null,null,null,null,null,null,null,null,null,null,null,null,null,null,null,null,null,null,null,null,null,null,null,null,null,null,null,null,null,null,null,null,null,null,null,null,null,null,null,null,null,null,null,null,null,null,null,null,124,4,2956,{"$f":"OFFSET(CIV!$D$1,IF($CA$1,BX2958,366-BX2958),BY2958)","v":570.5},{"$f":"IF(BZ2958=SUMIF(CIV!$AQ$51:$AQ$90,CB2957,CIV!$BK$51:$BK$90),CB2957+1,CB2957)","v":6},601.5,{"$f":"SUMIF(CIV!$AQ$51:$AQ$90,CB2958,CIV!$BJ$51:$BJ$90)","v":592.31467119058902}]
[null,null,null,null,null,null,null,null,null,null,null,null,null,null,null,null,null,null,null,null,null,null,null,null,null,null,null,null,null,null,null,null,null,null,null,null,null,null,null,null,null,null,null,null,null,null,null,null,null,null,null,null,null,null,null,null,null,null,null,null,null,null,null,null,null,null,null,null,null,null,null,null,null,null,null,125,7,2983,{"$f":"OFFSET(CIV!$D$1,IF($CA$1,BX2985,366-BX2985),BY2985)","v":442.6},{"$f":"IF(BZ2985=SUMIF(CIV!$AQ$51:$AQ$90,CB2984,CIV!$BK$51:$BK$90),CB2984+1,CB2984)","v":6},600.9,{"$f":"SUMIF(CIV!$AQ$51:$AQ$90,CB2985,CIV!$BJ$51:$BJ$90)","v":592.31467119058902}]
[null,null,null,null,null,null,null,null,null,null,null,null,null,null,null,null,null,null,null,null,null,null,null,null,null,null,null,null,null,null,null,null,null,null,null,null,null,null,null,null,null,null,null,null,null,null,null,null,null,null,null,null,null,null,null,null,null,null,null,null,null,null,null,null,null,null,null,null,null,null,null,null,null,null,null,125,15,2991,{"$f":"OFFSET(CIV!$D$1,IF($CA$1,BX2993,366-BX2993),BY2993)","v":412.6},{"$f":"IF(BZ2993=SUMIF(CIV!$AQ$51:$AQ$90,CB2992,CIV!$BK$51:$BK$90),CB2992+1,CB2992)","v":6},600.70000000000005,{"$f":"SUMIF(CIV!$AQ$51:$AQ$90,CB2993,CIV!$BJ$51:$BJ$90)","v":592.31467119058902}]
[null,null,null,null,null,null,null,null,null,null,null,null,null,null,null,null,null,null,null,null,null,null,null,null,null,null,null,null,null,null,null,null,null,null,null,null,null,null,null,null,null,null,null,null,null,null,null,null,null,null,null,null,null,null,null,null,null,null,null,null,null,null,null,null,null,null,null,null,null,null,null,null,null,null,null,126,8,3008,{"$f":"OFFSET(CIV!$D$1,IF($CA$1,BX3010,366-BX3010),BY3010)","v":566.5},{"$f":"IF(BZ3010=SUMIF(CIV!$AQ$51:$AQ$90,CB3009,CIV!$BK$51:$BK$90),CB3009+1,CB3009)","v":6},600.29999999999995,{"$f":"SUMIF(CIV!$AQ$51:$AQ$90,CB3010,CIV!$BJ$51:$BJ$90)","v":592.31467119058902}]
[null,null,null,null,null,null,null,null,null,null,null,null,null,null,null,null,null,null,null,null,null,null,null,null,null,null,null,null,null,null,null,null,null,null,null,null,null,null,null,null,null,null,null,null,null,null,null,null,null,null,null,null,null,null,null,null,null,null,null,null,null,null,null,null,null,null,null,null,null,null,null,null,null,null,null,127,{"$f":"BY3011","v":9},3033,{"$f":"OFFSET(CIV!$D$1,IF($CA$1,BX3035,366-BX3035),BY3035)","v":558.70000000000005},{"$f":"IF(BZ3035=SUMIF(CIV!$AQ$51:$AQ$90,CB3034,CIV!$BK$51:$BK$90),CB3034+1,CB3034)","v":6},599.79999999999995,{"$f":"SUMIF(CIV!$AQ$51:$AQ$90,CB3035,CIV!$BJ$51:$BJ$90)","v":592.31467119058902}]
[null,null,null,null,null,null,null,null,null,null,null,null,null,null,null,null,null,null,null,null,null,null,null,null,null,null,null,null,null,null,null,null,null,null,null,null,null,null,null,null,null,null,null,null,null,null,null,null,null,null,null,null,null,null,null,null,null,null,null,null,null,null,null,null,null,null,null,null,null,null,null,null,null,null,null,127,19,3043,{"$f":"OFFSET(CIV!$D$1,IF($CA$1,BX3045,366-BX3045),BY3045)","v":713.7},{"$f":"IF(BZ3045=SUMIF(CIV!$AQ$51:$AQ$90,CB3044,CIV!$BK$51:$BK$90),CB3044+1,CB3044)","v":6},599.6,{"$f":"SUMIF(CIV!$AQ$51:$AQ$90,CB3045,CIV!$BJ$51:$BJ$90)","v":592.31467119058902}]
[null,null,null,null,null,null,null,null,null,null,null,null,null,null,null,null,null,null,null,null,null,null,null,null,null,null,null,null,null,null,null,null,null,null,null,null,null,null,null,null,null,null,null,null,null,null,null,null,null,null,null,null,null,null,null,null,null,null,null,null,null,null,null,null,null,null,null,null,null,null,null,null,null,null,null,128,12,3060,{"$f":"OFFSET(CIV!$D$1,IF($CA$1,BX3062,366-BX3062),BY3062)","v":586.1},{"$f":"IF(BZ3062=SUMIF(CIV!$AQ$51:$AQ$90,CB3061,CIV!$BK$51:$BK$90),CB3061+1,CB3061)","v":6},599,{"$f":"SUMIF(CIV!$AQ$51:$AQ$90,CB3062,CIV!$BJ$51:$BJ$90)","v":592.31467119058902}]
[null,null,null,null,null,null,null,null,null,null,null,null,null,null,null,null,null,null,null,null,null,null,null,null,null,null,null,null,null,null,null,null,null,null,null,null,null,null,null,null,null,null,null,null,null,null,null,null,null,null,null,null,null,null,null,null,null,null,null,null,null,null,null,null,null,null,null,null,null,null,null,null,null,null,null,129,5,3077,{"$f":"OFFSET(CIV!$D$1,IF($CA$1,BX3079,366-BX3079),BY3079)","v":606},{"$f":"IF(BZ3079=SUMIF(CIV!$AQ$51:$AQ$90,CB3078,CIV!$BK$51:$BK$90),CB3078+1,CB3078)","v":6},598.79999999999995,{"$f":"SUMIF(CIV!$AQ$51:$AQ$90,CB3079,CIV!$BJ$51:$BJ$90)","v":592.31467119058902}]
[null,null,null,null,null,null,null,null,null,null,null,null,null,null,null,null,null,null,null,null,null,null,null,null,null,null,null,null,null,null,null,null,null,null,null,null,null,null,null,null,null,null,null,null,null,null,null,null,null,null,null,null,null,null,null,null,null,null,null,null,null,null,null,null,null,null,null,null,null,null,null,null,null,null,null,130,3,3099,{"$f":"OFFSET(CIV!$D$1,IF($CA$1,BX3101,366-BX3101),BY3101)","v":595.70000000000005},{"$f":"IF(BZ3101=SUMIF(CIV!$AQ$51:$AQ$90,CB3100,CIV!$BK$51:$BK$90),CB3100+1,CB3100)","v":6},598.4,{"$f":"SUMIF(CIV!$AQ$51:$AQ$90,CB3101,CIV!$BJ$51:$BJ$90)","v":592.31467119058902}]
[null,null,null,null,null,null,null,null,null,null,null,null,null,null,null,null,null,null,null,null,null,null,null,null,null,null,null,null,null,null,null,null,null,null,null,null,null,null,null,null,null,null,null,null,null,null,null,null,null,null,null,null,null,null,null,null,null,null,null,null,null,null,null,null,null,null,null,null,null,null,null,null,null,null,null,130,16,3112,{"$f":"OFFSET(CIV!$D$1,IF($CA$1,BX3114,366-BX3114),BY3114)","v":519.79999999999995},{"$f":"IF(BZ3114=SUMIF(CIV!$AQ$51:$AQ$90,CB3113,CIV!$BK$51:$BK$90),CB3113+1,CB3113)","v":6},598.1,{"$f":"SUMIF(CIV!$AQ$51:$AQ$90,CB3114,CIV!$BJ$51:$BJ$90)","v":592.31467119058902}]
[null,null,null,null,null,null,null,null,null,null,null,null,null,null,null,null,null,null,null,null,null,null,null,null,null,null,null,null,null,null,null,null,null,null,null,null,null,null,null,null,null,null,null,null,null,null,null,null,null,null,null,null,null,null,null,null,null,null,null,null,null,null,null,null,null,null,null,null,null,null,null,null,null,null,null,131,9,3129,{"$f":"OFFSET(CIV!$D$1,IF($CA$1,BX3131,366-BX3131),BY3131)","v":466.2},{"$f":"IF(BZ3131=SUMIF(CIV!$AQ$51:$AQ$90,CB3130,CIV!$BK$51:$BK$90),CB3130+1,CB3130)","v":6},597.79999999999995,{"$f":"SUMIF(CIV!$AQ$51:$AQ$90,CB3131,CIV!$BJ$51:$BJ$90)","v":592.31467119058902}]
[null,null,null,null,null,null,null,null,null,null,null,null,null,null,null,null,null,null,null,null,null,null,null,null,null,null,null,null,null,null,null,null,null,null,null,null,null,null,null,null,null,null,null,null,null,null,null,null,null,null,null,null,null,null,null,null,null,null,null,null,null,null,null,null,null,null,null,null,null,null,null,null,null,null,null,132,2,3146,{"$f":"OFFSET(CIV!$D$1,IF($CA$1,BX3148,366-BX3148),BY3148)","v":600.70000000000005},{"$f":"IF(BZ3148=SUMIF(CIV!$AQ$51:$AQ$90,CB3147,CIV!$BK$51:$BK$90),CB3147+1,CB3147)","v":6},597.5,{"$f":"SUMIF(CIV!$AQ$51:$AQ$90,CB3148,CIV!$BJ$51:$BJ$90)","v":592.31467119058902}]
[null,null,null,null,null,null,null,null,null,null,null,null,null,null,null,null,null,null,null,null,null,null,null,null,null,null,null,null,null,null,null,null,null,null,null,null,null,null,null,null,null,null,null,null,null,null,null,null,null,null,null,null,null,null,null,null,null,null,null,null,null,null,null,null,null,null,null,null,null,null,null,null,null,null,null,132,22,3166,{"$f":"OFFSET(CIV!$D$1,IF($CA$1,BX3168,366-BX3168),BY3168)","v":679.7},{"$f":"IF(BZ3168=SUMIF(CIV!$AQ$51:$AQ$90,CB3167,CIV!$BK$51:$BK$90),CB3167+1,CB3167)","v":6},597.1,{"$f":"SUMIF(CIV!$AQ$51:$AQ$90,CB3168,CIV!$BJ$51:$BJ$90)","v":592.31467119058902}]
[null,null,null,null,null,null,null,null,null,null,null,null,null,null,null,null,null,null,null,null,null,null,null,null,null,null,null,null,null,null,null,null,null,null,null,null,null,null,null,null,null,null,null,null,null,null,null,null,null,null,null,null,null,null,null,null,null,null,null,null,null,null,null,null,null,null,null,null,null,null,null,null,null,null,null,133,13,3181,{"$f":"OFFSET(CIV!$D$1,IF($CA$1,BX3183,366-BX3183),BY3183)","v":442.4},{"$f":"IF(BZ3183=SUMIF(CIV!$AQ$51:$AQ$90,CB3182,CIV!$BK$51:$BK$90),CB3182+1,CB3182)","v":6},596.9,{"$f":"SUMIF(CIV!$AQ$51:$AQ$90,CB3183,CIV!$BJ$51:$BJ$90)","v":592.31467119058902}]
[null,null,null,null,null,null,null,null,null,null,null,null,null,null,null,null,null,null,null,null,null,null,null,null,null,null,null,null,null,null,null,null,null,null,null,null,null,null,null,null,null,null,null,null,null,null,null,null,null,null,null,null,null,null,null,null,null,null,null,null,null,null,null,null,null,null,null,null,null,null,null,null,null,null,null,134,6,3198,{"$f":"OFFSET(CIV!$D$1,IF($CA$1,BX3200,366-BX3200),BY3200)","v":554.6},{"$f":"IF(BZ3200=SUMIF(CIV!$AQ$51:$AQ$90,CB3199,CIV!$BK$51:$BK$90),CB3199+1,CB3199)","v":6},596.29999999999995,{"$f":"SUMIF(CIV!$AQ$51:$AQ$90,CB3200,CIV!$BJ$51:$BJ$90)","v":592.31467119058902}]
[null,null,null,null,null,null,null,null,null,null,null,null,null,null,null,null,null,null,null,null,null,null,null,null,null,null,null,null,null,null,null,null,null,null,null,null,null,null,null,null,null,null,null,null,null,null,null,null,null,null,null,null,null,null,null,null,null,null,null,null,null,null,null,null,null,null,null,null,null,null,null,null,null,null,null,134,24,3216,{"$f":"OFFSET(CIV!$D$1,IF($CA$1,BX3218,366-BX3218),BY3218)","v":596},{"$f":"IF(BZ3218=SUMIF(CIV!$AQ$51:$AQ$90,CB3217,CIV!$BK$51:$BK$90),CB3217+1,CB3217)","v":6},595.9,{"$f":"SUMIF(CIV!$AQ$51:$AQ$90,CB3218,CIV!$BJ$51:$BJ$90)","v":592.31467119058902}]
[null,null,null,null,null,null,null,null,null,null,null,null,null,null,null,null,null,null,null,null,null,null,null,null,null,null,null,null,null,null,null,null,null,null,null,null,null,null,null,null,null,null,null,null,null,null,null,null,null,null,null,null,null,null,null,null,null,null,null,null,null,null,null,null,null,null,null,null,null,null,null,null,null,null,null,135,1,3217,{"$f":"OFFSET(CIV!$D$1,IF($CA$1,BX3219,366-BX3219),BY3219)","v":576.1},{"$f":"IF(BZ3219=SUMIF(CIV!$AQ$51:$AQ$90,CB3218,CIV!$BK$51:$BK$90),CB3218+1,CB3218)","v":6},595.9,{"$f":"SUMIF(CIV!$AQ$51:$AQ$90,CB3219,CIV!$BJ$51:$BJ$90)","v":592.31467119058902}]
[null,null,null,null,null,null,null,null,null,null,null,null,null,null,null,null,null,null,null,null,null,null,null,null,null,null,null,null,null,null,null,null,null,null,null,null,null,null,null,null,null,null,null,null,null,null,null,null,null,null,null,null,null,null,null,null,null,null,null,null,null,null,null,null,null,null,null,null,null,null,null,null,null,null,null,135,18,3234,{"$f":"OFFSET(CIV!$D$1,IF($CA$1,BX3236,366-BX3236),BY3236)","v":564.6},{"$f":"IF(BZ3236=SUMIF(CIV!$AQ$51:$AQ$90,CB3235,CIV!$BK$51:$BK$90),CB3235+1,CB3235)","v":6},595.5,{"$f":"SUMIF(CIV!$AQ$51:$AQ$90,CB3236,CIV!$BJ$51:$BJ$90)","v":592.31467119058902}]
[null,null,null,null,null,null,null,null,null,null,null,null,null,null,null,null,null,null,null,null,null,null,null,null,null,null,null,null,null,null,null,null,null,null,null,null,null,null,null,null,null,null,null,null,null,null,null,null,null,null,null,null,null,null,null,null,null,null,null,null,null,null,null,null,null,null,null,null,null,null,null,null,null,null,null,136,11,3251,{"$f":"OFFSET(CIV!$D$1,IF($CA$1,BX3253,366-BX3253),BY3253)","v":587.79999999999995},{"$f":"IF(BZ3253=SUMIF(CIV!$AQ$51:$AQ$90,CB3252,CIV!$BK$51:$BK$90),CB3252+1,CB3252)","v":6},595.1,{"$f":"SUMIF(CIV!$AQ$51:$AQ$90,CB3253,CIV!$BJ$51:$BJ$90)","v":592.31467119058902}]
[null,null,null,null,null,null,null,null,null,null,null,null,null,null,null,null,null,null,null,null,null,null,null,null,null,null,null,null,null,null,null,null,null,null,null,null,null,null,null,null,null,null,null,null,null,null,null,null,null,null,null,null,null,null,null,null,null,null,null,null,null,null,null,null,null,null,null,null,null,null,null,null,null,null,null,{"$f":"ROUNDDOWN((BZ3267-1)/24,0)+1","v":137},1,3265,{"$f":"OFFSET(CIV!$D$1,IF($CA$1,BX3267,366-BX3267),BY3267)","v":648.79999999999995},{"$f":"IF(BZ3267=SUMIF(CIV!$AQ$51:$AQ$90,CB3266,CIV!$BK$51:$BK$90),CB3266+1,CB3266)","v":6},594.79999999999995,{"$f":"SUMIF(CIV!$AQ$51:$AQ$90,CB3267,CIV!$BJ$51:$BJ$90)","v":592.31467119058902}]
[null,null,null,null,null,null,null,null,null,null,null,null,null,null,null,null,null,null,null,null,null,null,null,null,null,null,null,null,null,null,null,null,null,null,null,null,null,null,null,null,null,null,null,null,null,null,null,null,null,null,null,null,null,null,null,null,null,null,null,null,null,null,null,null,null,null,null,null,null,null,null,null,null,null,null,137,22,3286,{"$f":"OFFSET(CIV!$D$1,IF($CA$1,BX3288,366-BX3288),BY3288)","v":669.6},{"$f":"IF(BZ3288=SUMIF(CIV!$AQ$51:$AQ$90,CB3287,CIV!$BK$51:$BK$90),CB3287+1,CB3287)","v":6},594.4,{"$f":"SUMIF(CIV!$AQ$51:$AQ$90,CB3288,CIV!$BJ$51:$BJ$90)","v":592.31467119058902}]
[null,null,null,null,null,null,null,null,null,null,null,null,null,null,null,null,null,null,null,null,null,null,null,null,null,null,null,null,null,null,null,null,null,null,null,null,null,null,null,null,null,null,null,null,null,null,null,null,null,null,null,null,null,null,null,null,null,null,null,null,null,null,null,null,null,null,null,null,null,null,null,null,null,null,null,138,15,3303,{"$f":"OFFSET(CIV!$D$1,IF($CA$1,BX3305,366-BX3305),BY3305)","v":485.6},{"$f":"IF(BZ3305=SUMIF(CIV!$AQ$51:$AQ$90,CB3304,CIV!$BK$51:$BK$90),CB3304+1,CB3304)","v":6},593.9,{"$f":"SUMIF(CIV!$AQ$51:$AQ$90,CB3305,CIV!$BJ$51:$BJ$90)","v":592.31467119058902}]
[null,null,null,null,null,null,null,null,null,null,null,null,null,null,null,null,null,null,null,null,null,null,null,null,null,null,null,null,null,null,null,null,null,null,null,null,null,null,null,null,null,null,null,null,null,null,null,null,null,null,null,null,null,null,null,null,null,null,null,null,null,null,null,null,null,null,null,null,null,null,null,null,null,null,null,139,4,3316,{"$f":"OFFSET(CIV!$D$1,IF($CA$1,BX3318,366-BX3318),BY3318)","v":565.20000000000005},{"$f":"IF(BZ3318=SUMIF(CIV!$AQ$51:$AQ$90,CB3317,CIV!$BK$51:$BK$90),CB3317+1,CB3317)","v":6},593.6,{"$f":"SUMIF(CIV!$AQ$51:$AQ$90,CB3318,CIV!$BJ$51:$BJ$90)","v":592.31467119058902}]
[null,null,null,null,null,null,null,null,null,null,null,null,null,null,null,null,null,null,null,null,null,null,null,null,null,null,null,null,null,null,null,null,null,null,null,null,null,null,null,null,null,null,null,null,null,null,null,null,null,null,null,null,null,null,null,null,null,null,null,null,null,null,null,null,null,null,null,null,null,null,null,null,null,null,null,140,2,3338,{"$f":"OFFSET(CIV!$D$1,IF($CA$1,BX3340,366-BX3340),BY3340)","v":561},{"$f":"IF(BZ3340=SUMIF(CIV!$AQ$51:$AQ$90,CB3339,CIV!$BK$51:$BK$90),CB3339+1,CB3339)","v":6},593.20000000000005,{"$f":"SUMIF(CIV!$AQ$51:$AQ$90,CB3340,CIV!$BJ$51:$BJ$90)","v":592.31467119058902}]
[null,null,null,null,null,null,null,null,null,null,null,null,null,null,null,null,null,null,null,null,null,null,null,null,null,null,null,null,null,null,null,null,null,null,null,null,null,null,null,null,null,null,null,null,null,null,null,null,null,null,null,null,null,null,null,null,null,null,null,null,null,null,null,null,null,null,null,null,null,null,null,null,null,null,null,140,19,3355,{"$f":"OFFSET(CIV!$D$1,IF($CA$1,BX3357,366-BX3357),BY3357)","v":654.6},{"$f":"IF(BZ3357=SUMIF(CIV!$AQ$51:$AQ$90,CB3356,CIV!$BK$51:$BK$90),CB3356+1,CB3356)","v":6},593,{"$f":"SUMIF(CIV!$AQ$51:$AQ$90,CB3357,CIV!$BJ$51:$BJ$90)","v":592.31467119058902}]
[null,null,null,null,null,null,null,null,null,null,null,null,null,null,null,null,null,null,null,null,null,null,null,null,null,null,null,null,null,null,null,null,null,null,null,null,null,null,null,null,null,null,null,null,null,null,null,null,null,null,null,null,null,null,null,null,null,null,null,null,null,null,null,null,null,null,null,null,null,null,null,null,null,null,null,141,12,3372,{"$f":"OFFSET(CIV!$D$1,IF($CA$1,BX3374,366-BX3374),BY3374)","v":566.29999999999995},{"$f":"IF(BZ3374=SUMIF(CIV!$AQ$51:$AQ$90,CB3373,CIV!$BK$51:$BK$90),CB3373+1,CB3373)","v":6},592.6,{"$f":"SUMIF(CIV!$AQ$51:$AQ$90,CB3374,CIV!$BJ$51:$BJ$90)","v":592.31467119058902}]
[null,null,null,null,null,null,null,null,null,null,null,null,null,null,null,null,null,null,null,null,null,null,null,null,null,null,null,null,null,null,null,null,null,null,null,null,null,null,null,null,null,null,null,null,null,null,null,null,null,null,null,null,null,null,null,null,null,null,null,null,null,null,null,null,null,null,null,null,null,null,null,null,null,null,null,141,22,3382,{"$f":"OFFSET(CIV!$D$1,IF($CA$1,BX3384,366-BX3384),BY3384)","v":726.3},{"$f":"IF(BZ3384=SUMIF(CIV!$AQ$51:$AQ$90,CB3383,CIV!$BK$51:$BK$90),CB3383+1,CB3383)","v":6},592.4,{"$f":"SUMIF(CIV!$AQ$51:$AQ$90,CB3384,CIV!$BJ$51:$BJ$90)","v":592.31467119058902}]
[null,null,null,null,null,null,null,null,null,null,null,null,null,null,null,null,null,null,null,null,null,null,null,null,null,null,null,null,null,null,null,null,null,null,null,null,null,null,null,null,null,null,null,null,null,null,null,null,null,null,null,null,null,null,null,null,null,null,null,null,null,null,null,null,null,null,null,null,null,null,null,null,null,null,null,142,23,3407,{"$f":"OFFSET(CIV!$D$1,IF($CA$1,BX3409,366-BX3409),BY3409)","v":722.8},{"$f":"IF(BZ3409=SUMIF(CIV!$AQ$51:$AQ$90,CB3408,CIV!$BK$51:$BK$90),CB3408+1,CB3408)","v":6},591.9,{"$f":"SUMIF(CIV!$AQ$51:$AQ$90,CB3409,CIV!$BJ$51:$BJ$90)","v":592.31467119058902}]
[null,null,null,null,null,null,null,null,null,null,null,null,null,null,null,null,null,null,null,null,null,null,null,null,null,null,null,null,null,null,null,null,null,null,null,null,null,null,null,null,null,null,null,null,null,null,null,null,null,null,null,null,null,null,null,null,null,null,null,null,null,null,null,null,null,null,null,null,null,null,null,null,null,null,null,143,16,3424,{"$f":"OFFSET(CIV!$D$1,IF($CA$1,BX3426,366-BX3426),BY3426)","v":576.9},{"$f":"IF(BZ3426=SUMIF(CIV!$AQ$51:$AQ$90,CB3425,CIV!$BK$51:$BK$90),CB3425+1,CB3425)","v":6},591.5,{"$f":"SUMIF(CIV!$AQ$51:$AQ$90,CB3426,CIV!$BJ$51:$BJ$90)","v":592.31467119058902}]
[null,null,null,null,null,null,null,null,null,null,null,null,null,null,null,null,null,null,null,null,null,null,null,null,null,null,null,null,null,null,null,null,null,null,null,null,null,null,null,null,null,null,null,null,null,null,null,null,null,null,null,null,null,null,null,null,null,null,null,null,null,null,null,null,null,null,null,null,null,null,null,null,null,null,null,144,9,3441,{"$f":"OFFSET(CIV!$D$1,IF($CA$1,BX3443,366-BX3443),BY3443)","v":562.70000000000005},{"$f":"IF(BZ3443=SUMIF(CIV!$AQ$51:$AQ$90,CB3442,CIV!$BK$51:$BK$90),CB3442+1,CB3442)","v":6},591.20000000000005,{"$f":"SUMIF(CIV!$AQ$51:$AQ$90,CB3443,CIV!$BJ$51:$BJ$90)","v":592.31467119058902}]
[null,null,null,null,null,null,null,null,null,null,null,null,null,null,null,null,null,null,null,null,null,null,null,null,null,null,null,null,null,null,null,null,null,null,null,null,null,null,null,null,null,null,null,null,null,null,null,null,null,null,null,null,null,null,null,null,null,null,null,null,null,null,null,null,null,null,null,null,null,null,null,null,null,null,null,144,17,3449,{"$f":"OFFSET(CIV!$D$1,IF($CA$1,BX3451,366-BX3451),BY3451)","v":575},{"$f":"IF(BZ3451=SUMIF(CIV!$AQ$51:$AQ$90,CB3450,CIV!$BK$51:$BK$90),CB3450+1,CB3450)","v":6},591.1,{"$f":"SUMIF(CIV!$AQ$51:$AQ$90,CB3451,CIV!$BJ$51:$BJ$90)","v":592.31467119058902}]
[null,null,null,null,null,null,null,null,null,null,null,null,null,null,null,null,null,null,null,null,null,null,null,null,null,null,null,null,null,null,null,null,null,null,null,null,null,null,null,null,null,null,null,null,null,null,null,null,null,null,null,null,null,null,null,null,null,null,null,null,null,null,null,null,null,null,null,null,null,null,null,null,null,null,null,145,20,3476,{"$f":"OFFSET(CIV!$D$1,IF($CA$1,BX3478,366-BX3478),BY3478)","v":719.9},{"$f":"IF(BZ3478=SUMIF(CIV!$AQ$51:$AQ$90,CB3477,CIV!$BK$51:$BK$90),CB3477+1,CB3477)","v":6},590.5,{"$f":"SUMIF(CIV!$AQ$51:$AQ$90,CB3478,CIV!$BJ$51:$BJ$90)","v":592.31467119058902}]
[null,null,null,null,null,null,null,null,null,null,null,null,null,null,null,null,null,null,null,null,null,null,null,null,null,null,null,null,null,null,null,null,null,null,null,null,null,null,null,null,null,null,null,null,null,null,null,null,null,null,null,null,null,null,null,null,null,null,null,null,null,null,null,null,null,null,null,null,null,null,null,null,null,null,null,145,21,3477,{"$f":"OFFSET(CIV!$D$1,IF($CA$1,BX3479,366-BX3479),BY3479)","v":723.5},{"$f":"IF(BZ3479=SUMIF(CIV!$AQ$51:$AQ$90,CB3478,CIV!$BK$51:$BK$90),CB3478+1,CB3478)","v":6},590.5,{"$f":"SUMIF(CIV!$AQ$51:$AQ$90,CB3479,CIV!$BJ$51:$BJ$90)","v":592.31467119058902}]
[null,null,null,null,null,null,null,null,null,null,null,null,null,null,null,null,null,null,null,null,null,null,null,null,null,null,null,null,null,null,null,null,null,null,null,null,null,null,null,null,null,null,null,null,null,null,null,null,null,null,null,null,null,null,null,null,null,null,null,null,null,null,null,null,null,null,null,null,null,null,null,null,null,null,null,146,19,3499,{"$f":"OFFSET(CIV!$D$1,IF($CA$1,BX3501,366-BX3501),BY3501)","v":632.79999999999995},{"$f":"IF(BZ3501=SUMIF(CIV!$AQ$51:$AQ$90,CB3500,CIV!$BK$51:$BK$90),CB3500+1,CB3500)","v":6},590,{"$f":"SUMIF(CIV!$AQ$51:$AQ$90,CB3501,CIV!$BJ$51:$BJ$90)","v":592.31467119058902}]
[null,null,null,null,null,null,null,null,null,null,null,null,null,null,null,null,null,null,null,null,null,null,null,null,null,null,null,null,null,null,null,null,null,null,null,null,null,null,null,null,null,null,null,null,null,null,null,null,null,null,null,null,null,null,null,null,null,null,null,null,null,null,null,null,null,null,null,null,null,null,null,null,null,null,null,147,8,3512,{"$f":"OFFSET(CIV!$D$1,IF($CA$1,BX3514,366-BX3514),BY3514)","v":497},{"$f":"IF(BZ3514=SUMIF(CIV!$AQ$51:$AQ$90,CB3513,CIV!$BK$51:$BK$90),CB3513+1,CB3513)","v":6},589.70000000000005,{"$f":"SUMIF(CIV!$AQ$51:$AQ$90,CB3514,CIV!$BJ$51:$BJ$90)","v":592.31467119058902}]
[null,null,null,null,null,null,null,null,null,null,null,null,null,null,null,null,null,null,null,null,null,null,null,null,null,null,null,null,null,null,null,null,null,null,null,null,null,null,null,null,null,null,null,null,null,null,null,null,null,null,null,null,null,null,null,null,null,null,null,null,null,null,null,null,null,null,null,null,null,null,null,null,null,null,null,148,1,3529,{"$f":"OFFSET(CIV!$D$1,IF($CA$1,BX3531,366-BX3531),BY3531)","v":594.6},{"$f":"IF(BZ3531=SUMIF(CIV!$AQ$51:$AQ$90,CB3530,CIV!$BK$51:$BK$90),CB3530+1,CB3530)","v":7},589.29999999999995,{"$f":"SUMIF(CIV!$AQ$51:$AQ$90,CB3531,CIV!$BJ$51:$BJ$90)","v":547.57831494887512}]
[null,null,null,null,null,null,null,null,null,null,null,null,null,null,null,null,null,null,null,null,null,null,null,null,null,null,null,null,null,null,null,null,null,null,null,null,null,null,null,null,null,null,null,null,null,null,null,null,null,null,null,null,null,null,null,null,null,null,null,null,null,null,null,null,null,null,null,null,null,null,null,null,null,null,null,148,18,3546,{"$f":"OFFSET(CIV!$D$1,IF($CA$1,BX3548,366-BX3548),BY3548)","v":557.5},{"$f":"IF(BZ3548=SUMIF(CIV!$AQ$51:$AQ$90,CB3547,CIV!$BK$51:$BK$90),CB3547+1,CB3547)","v":7},588.9,{"$f":"SUMIF(CIV!$AQ$51:$AQ$90,CB3548,CIV!$BJ$51:$BJ$90)","v":547.57831494887512}]
[null,null,null,null,null,null,null,null,null,null,null,null,null,null,null,null,null,null,null,null,null,null,null,null,null,null,null,null,null,null,null,null,null,null,null,null,null,null,null,null,null,null,null,null,null,null,null,null,null,null,null,null,null,null,null,null,null,null,null,null,null,null,null,null,null,null,null,null,null,null,null,null,null,null,null,149,13,3565,{"$f":"OFFSET(CIV!$D$1,IF($CA$1,BX3567,366-BX3567),BY3567)","v":532.9},{"$f":"IF(BZ3567=SUMIF(CIV!$AQ$51:$AQ$90,CB3566,CIV!$BK$51:$BK$90),CB3566+1,CB3566)","v":7},588.5,{"$f":"SUMIF(CIV!$AQ$51:$AQ$90,CB3567,CIV!$BJ$51:$BJ$90)","v":547.57831494887512}]
[null,null,null,null,null,null,null,null,null,null,null,null,null,null,null,null,null,null,null,null,null,null,null,null,null,null,null,null,null,null,null,null,null,null,null,null,null,null,null,null,null,null,null,null,null,null,null,null,null,null,null,null,null,null,null,null,null,null,null,null,null,null,null,null,null,null,null,null,null,null,null,null,null,null,null,150,5,3581,{"$f":"OFFSET(CIV!$D$1,IF($CA$1,BX3583,366-BX3583),BY3583)","v":497.3},{"$f":"IF(BZ3583=SUMIF(CIV!$AQ$51:$AQ$90,CB3582,CIV!$BK$51:$BK$90),CB3582+1,CB3582)","v":7},588.20000000000005,{"$f":"SUMIF(CIV!$AQ$51:$AQ$90,CB3583,CIV!$BJ$51:$BJ$90)","v":547.57831494887512}]
[null,null,null,null,null,null,null,null,null,null,null,null,null,null,null,null,null,null,null,null,null,null,null,null,null,null,null,null,null,null,null,null,null,null,null,null,null,null,null,null,null,null,null,null,null,null,null,null,null,null,null,null,null,null,null,null,null,null,null,null,null,null,null,null,null,null,null,null,null,null,null,null,null,null,null,150,22,3598,{"$f":"OFFSET(CIV!$D$1,IF($CA$1,BX3600,366-BX3600),BY3600)","v":643},{"$f":"IF(BZ3600=SUMIF(CIV!$AQ$51:$AQ$90,CB3599,CIV!$BK$51:$BK$90),CB3599+1,CB3599)","v":7},587.70000000000005,{"$f":"SUMIF(CIV!$AQ$51:$AQ$90,CB3600,CIV!$BJ$51:$BJ$90)","v":547.57831494887512}]
[null,null,null,null,null,null,null,null,null,null,null,null,null,null,null,null,null,null,null,null,null,null,null,null,null,null,null,null,null,null,null,null,null,null,null,null,null,null,null,null,null,null,null,null,null,null,null,null,null,null,null,null,null,null,null,null,null,null,null,null,null,null,null,null,null,null,null,null,null,null,null,null,null,null,null,151,15,3615,{"$f":"OFFSET(CIV!$D$1,IF($CA$1,BX3617,366-BX3617),BY3617)","v":541.29999999999995},{"$f":"IF(BZ3617=SUMIF(CIV!$AQ$51:$AQ$90,CB3616,CIV!$BK$51:$BK$90),CB3616+1,CB3616)","v":7},587.4,{"$f":"SUMIF(CIV!$AQ$51:$AQ$90,CB3617,CIV!$BJ$51:$BJ$90)","v":547.57831494887512}]
[null,null,null,null,null,null,null,null,null,null,null,null,null,null,null,null,null,null,null,null,null,null,null,null,null,null,null,null,null,null,null,null,null,null,null,null,null,null,null,null,null,null,null,null,null,null,null,null,null,null,null,null,null,null,null,null,null,null,null,null,null,null,null,null,null,null,null,null,null,null,null,null,null,null,null,152,8,3632,{"$f":"OFFSET(CIV!$D$1,IF($CA$1,BX3634,366-BX3634),BY3634)","v":493.5},{"$f":"IF(BZ3634=SUMIF(CIV!$AQ$51:$AQ$90,CB3633,CIV!$BK$51:$BK$90),CB3633+1,CB3633)","v":7},587.1,{"$f":"SUMIF(CIV!$AQ$51:$AQ$90,CB3634,CIV!$BJ$51:$BJ$90)","v":547.57831494887512}]
[null,null,null,null,null,null,null,null,null,null,null,null,null,null,null,null,null,null,null,null,null,null,null,null,null,null,null,null,null,null,null,null,null,null,null,null,null,null,null,null,null,null,null,null,null,null,null,null,null,null,null,null,null,null,null,null,null,null,null,null,null,null,null,null,null,null,null,null,null,null,null,null,null,null,null,153,2,{"$f":"BZ3651+1","v":3650},{"$f":"OFFSET(CIV!$D$1,IF($CA$1,BX3652,366-BX3652),BY3652)","v":579.20000000000005},{"$f":"IF(BZ3652=SUMIF(CIV!$AQ$51:$AQ$90,CB3651,CIV!$BK$51:$BK$90),CB3651+1,CB3651)","v":7},586.70000000000005,{"$f":"SUMIF(CIV!$AQ$51:$AQ$90,CB3652,CIV!$BJ$51:$BJ$90)","v":547.57831494887512}]
[null,null,null,null,null,null,null,null,null,null,null,null,null,null,null,null,null,null,null,null,null,null,null,null,null,null,null,null,null,null,null,null,null,null,null,null,null,null,null,null,null,null,null,null,null,null,null,null,null,null,null,null,null,null,null,null,null,null,null,null,null,null,null,null,null,null,null,null,null,null,null,null,null,null,null,153,19,3667,{"$f":"OFFSET(CIV!$D$1,IF($CA$1,BX3669,366-BX3669),BY3669)","v":648.70000000000005},{"$f":"IF(BZ3669=SUMIF(CIV!$AQ$51:$AQ$90,CB3668,CIV!$BK$51:$BK$90),CB3668+1,CB3668)","v":7},586.29999999999995,{"$f":"SUMIF(CIV!$AQ$51:$AQ$90,CB3669,CIV!$BJ$51:$BJ$90)","v":547.57831494887512}]
[null,null,null,null,null,null,null,null,null,null,null,null,null,null,null,null,null,null,null,null,null,null,null,null,null,null,null,null,null,null,null,null,null,null,null,null,null,null,null,null,null,null,null,null,null,null,null,null,null,null,null,null,null,null,null,null,null,null,null,null,null,null,null,null,null,null,null,null,null,null,null,null,null,null,null,154,10,3682,{"$f":"OFFSET(CIV!$D$1,IF($CA$1,BX3684,366-BX3684),BY3684)","v":564.29999999999995},{"$f":"IF(BZ3684=SUMIF(CIV!$AQ$51:$AQ$90,CB3683,CIV!$BK$51:$BK$90),CB3683+1,CB3683)","v":7},586,{"$f":"SUMIF(CIV!$AQ$51:$AQ$90,CB3684,CIV!$BJ$51:$BJ$90)","v":547.57831494887512}]
[null,null,null,null,null,null,null,null,null,null,null,null,null,null,null,null,null,null,null,null,null,null,null,null,null,null,null,null,null,null,null,null,null,null,null,null,null,null,null,null,null,null,null,null,null,null,null,null,null,null,null,null,null,null,null,null,null,null,null,null,null,null,null,null,null,null,null,null,null,null,null,null,null,null,null,155,6,3702,{"$f":"OFFSET(CIV!$D$1,IF($CA$1,BX3704,366-BX3704),BY3704)","v":554.9},{"$f":"IF(BZ3704=SUMIF(CIV!$AQ$51:$AQ$90,CB3703,CIV!$BK$51:$BK$90),CB3703+1,CB3703)","v":7},585.70000000000005,{"$f":"SUMIF(CIV!$AQ$51:$AQ$90,CB3704,CIV!$BJ$51:$BJ$90)","v":547.57831494887512}]
[null,null,null,null,null,null,null,null,null,null,null,null,null,null,null,null,null,null,null,null,null,null,null,null,null,null,null,null,null,null,null,null,null,null,null,null,null,null,null,null,null,null,null,null,null,null,null,null,null,null,null,null,null,null,null,null,null,null,null,null,null,null,null,null,null,null,null,null,null,null,null,null,null,null,null,155,23,3719,{"$f":"OFFSET(CIV!$D$1,IF($CA$1,BX3721,366-BX3721),BY3721)","v":566.4},{"$f":"IF(BZ3721=SUMIF(CIV!$AQ$51:$AQ$90,CB3720,CIV!$BK$51:$BK$90),CB3720+1,CB3720)","v":7},585.20000000000005,{"$f":"SUMIF(CIV!$AQ$51:$AQ$90,CB3721,CIV!$BJ$51:$BJ$90)","v":547.57831494887512}]
[null,null,null,null,null,null,null,null,null,null,null,null,null,null,null,null,null,null,null,null,null,null,null,null,null,null,null,null,null,null,null,null,null,null,null,null,null,null,null,null,null,null,null,null,null,null,null,null,null,null,null,null,null,null,null,null,null,null,null,null,null,null,null,null,null,null,null,null,null,null,null,null,null,null,null,156,16,3736,{"$f":"OFFSET(CIV!$D$1,IF($CA$1,BX3738,366-BX3738),BY3738)","v":573.4},{"$f":"IF(BZ3738=SUMIF(CIV!$AQ$51:$AQ$90,CB3737,CIV!$BK$51:$BK$90),CB3737+1,CB3737)","v":7},584.79999999999995,{"$f":"SUMIF(CIV!$AQ$51:$AQ$90,CB3738,CIV!$BJ$51:$BJ$90)","v":547.57831494887512}]
[null,null,null,null,null,null,null,null,null,null,null,null,null,null,null,null,null,null,null,null,null,null,null,null,null,null,null,null,null,null,null,null,null,null,null,null,null,null,null,null,null,null,null,null,null,null,null,null,null,null,null,null,null,null,null,null,null,null,null,null,null,null,null,null,null,null,null,null,null,null,null,null,null,null,null,157,5,3749,{"$f":"OFFSET(CIV!$D$1,IF($CA$1,BX3751,366-BX3751),BY3751)","v":579.79999999999995},{"$f":"IF(BZ3751=SUMIF(CIV!$AQ$51:$AQ$90,CB3750,CIV!$BK$51:$BK$90),CB3750+1,CB3750)","v":7},584.6,{"$f":"SUMIF(CIV!$AQ$51:$AQ$90,CB3751,CIV!$BJ$51:$BJ$90)","v":547.57831494887512}]
[null,null,null,null,null,null,null,null,null,null,null,null,null,null,null,null,null,null,null,null,null,null,null,null,null,null,null,null,null,null,null,null,null,null,null,null,null,null,null,null,null,null,null,null,null,null,null,null,null,null,null,null,null,null,null,null,null,null,null,null,null,null,null,null,null,null,null,null,null,null,null,null,null,null,null,157,11,3755,{"$f":"OFFSET(CIV!$D$1,IF($CA$1,BX3757,366-BX3757),BY3757)","v":592.6},{"$f":"IF(BZ3757=SUMIF(CIV!$AQ$51:$AQ$90,CB3756,CIV!$BK$51:$BK$90),CB3756+1,CB3756)","v":7},584.5,{"$f":"SUMIF(CIV!$AQ$51:$AQ$90,CB3757,CIV!$BJ$51:$BJ$90)","v":547.57831494887512}]
[null,null,null,null,null,null,null,null,null,null,null,null,null,null,null,null,null,null,null,null,null,null,null,null,null,null,null,null,null,null,null,null,null,null,null,null,null,null,null,null,null,null,null,null,null,null,null,null,null,null,null,null,null,null,null,null,null,null,null,null,null,null,null,null,null,null,null,null,null,null,null,null,null,null,null,158,4,3772,{"$f":"OFFSET(CIV!$D$1,IF($CA$1,BX3774,366-BX3774),BY3774)","v":583.4},{"$f":"IF(BZ3774=SUMIF(CIV!$AQ$51:$AQ$90,CB3773,CIV!$BK$51:$BK$90),CB3773+1,CB3773)","v":7},584.1,{"$f":"SUMIF(CIV!$AQ$51:$AQ$90,CB3774,CIV!$BJ$51:$BJ$90)","v":547.57831494887512}]
[null,null,null,null,null,null,null,null,null,null,null,null,null,null,null,null,null,null,null,null,null,null,null,null,null,null,null,null,null,null,null,null,null,null,null,null,null,null,null,null,null,null,null,null,null,null,null,null,null,null,null,null,null,null,null,null,null,null,null,null,null,null,null,null,null,null,null,null,null,null,null,null,null,null,null,159,7,3799,{"$f":"OFFSET(CIV!$D$1,IF($CA$1,BX3801,366-BX3801),BY3801)","v":457.8},{"$f":"IF(BZ3801=SUMIF(CIV!$AQ$51:$AQ$90,CB3800,CIV!$BK$51:$BK$90),CB3800+1,CB3800)","v":7},583.6,{"$f":"SUMIF(CIV!$AQ$51:$AQ$90,CB3801,CIV!$BJ$51:$BJ$90)","v":547.57831494887512}]
[null,null,null,null,null,null,null,null,null,null,null,null,null,null,null,null,null,null,null,null,null,null,null,null,null,null,null,null,null,null,null,null,null,null,null,null,null,null,null,null,null,null,null,null,null,null,null,null,null,null,null,null,null,null,null,null,null,null,null,null,null,null,null,null,null,null,null,null,null,null,null,null,null,null,null,159,15,3807,{"$f":"OFFSET(CIV!$D$1,IF($CA$1,BX3809,366-BX3809),BY3809)","v":428.1},{"$f":"IF(BZ3809=SUMIF(CIV!$AQ$51:$AQ$90,CB3808,CIV!$BK$51:$BK$90),CB3808+1,CB3808)","v":7},583.4,{"$f":"SUMIF(CIV!$AQ$51:$AQ$90,CB3809,CIV!$BJ$51:$BJ$90)","v":547.57831494887512}]
[null,null,null,null,null,null,null,null,null,null,null,null,null,null,null,null,null,null,null,null,null,null,null,null,null,null,null,null,null,null,null,null,null,null,null,null,null,null,null,null,null,null,null,null,null,null,null,null,null,null,null,null,null,null,null,null,null,null,null,null,null,null,null,null,null,null,null,null,null,null,null,null,null,null,null,160,8,3824,{"$f":"OFFSET(CIV!$D$1,IF($CA$1,BX3826,366-BX3826),BY3826)","v":406.5},{"$f":"IF(BZ3826=SUMIF(CIV!$AQ$51:$AQ$90,CB3825,CIV!$BK$51:$BK$90),CB3825+1,CB3825)","v":7},582.79999999999995,{"$f":"SUMIF(CIV!$AQ$51:$AQ$90,CB3826,CIV!$BJ$51:$BJ$90)","v":547.57831494887512}]
[null,null,null,null,null,null,null,null,null,null,null,null,null,null,null,null,null,null,null,null,null,null,null,null,null,null,null,null,null,null,null,null,null,null,null,null,null,null,null,null,null,null,null,null,null,null,null,null,null,null,null,null,null,null,null,null,null,null,null,null,null,null,null,null,null,null,null,null,null,null,null,null,null,null,null,{"$f":"ROUNDDOWN((BZ3843-1)/24,0)+1","v":161},1,3841,{"$f":"OFFSET(CIV!$D$1,IF($CA$1,BX3843,366-BX3843),BY3843)","v":579},{"$f":"IF(BZ3843=SUMIF(CIV!$AQ$51:$AQ$90,CB3842,CIV!$BK$51:$BK$90),CB3842+1,CB3842)","v":7},582.20000000000005,{"$f":"SUMIF(CIV!$AQ$51:$AQ$90,CB3843,CIV!$BJ$51:$BJ$90)","v":547.57831494887512}]
[null,null,null,null,null,null,null,null,null,null,null,null,null,null,null,null,null,null,null,null,null,null,null,null,null,null,null,null,null,null,null,null,null,null,null,null,null,null,null,null,null,null,null,null,null,null,null,null,null,null,null,null,null,null,null,null,null,null,null,null,null,null,null,null,null,null,null,null,null,null,null,null,null,null,null,162,{"$f":"BY3843","v":1},3865,{"$f":"OFFSET(CIV!$D$1,IF($CA$1,BX3867,366-BX3867),BY3867)","v":608.79999999999995},{"$f":"IF(BZ3867=SUMIF(CIV!$AQ$51:$AQ$90,CB3866,CIV!$BK$51:$BK$90),CB3866+1,CB3866)","v":7},581.70000000000005,{"$f":"SUMIF(CIV!$AQ$51:$AQ$90,CB3867,CIV!$BJ$51:$BJ$90)","v":547.57831494887512}]
[null,null,null,null,null,null,null,null,null,null,null,null,null,null,null,null,null,null,null,null,null,null,null,null,null,null,null,null,null,null,null,null,null,null,null,null,null,null,null,null,null,null,null,null,null,null,null,null,null,null,null,null,null,null,null,null,null,null,null,null,null,null,null,null,null,null,null,null,null,null,null,null,null,null,null,162,12,3876,{"$f":"OFFSET(CIV!$D$1,IF($CA$1,BX3878,366-BX3878),BY3878)","v":568},{"$f":"IF(BZ3878=SUMIF(CIV!$AQ$51:$AQ$90,CB3877,CIV!$BK$51:$BK$90),CB3877+1,CB3877)","v":7},581.5,{"$f":"SUMIF(CIV!$AQ$51:$AQ$90,CB3878,CIV!$BJ$51:$BJ$90)","v":547.57831494887512}]
[null,null,null,null,null,null,null,null,null,null,null,null,null,null,null,null,null,null,null,null,null,null,null,null,null,null,null,null,null,null,null,null,null,null,null,null,null,null,null,null,null,null,null,null,null,null,null,null,null,null,null,null,null,null,null,null,null,null,null,null,null,null,null,null,null,null,null,null,null,null,null,null,null,null,null,163,5,3893,{"$f":"OFFSET(CIV!$D$1,IF($CA$1,BX3895,366-BX3895),BY3895)","v":550.70000000000005},{"$f":"IF(BZ3895=SUMIF(CIV!$AQ$51:$AQ$90,CB3894,CIV!$BK$51:$BK$90),CB3894+1,CB3894)","v":7},580.9,{"$f":"SUMIF(CIV!$AQ$51:$AQ$90,CB3895,CIV!$BJ$51:$BJ$90)","v":547.57831494887512}]
[null,null,null,null,null,null,null,null,null,null,null,null,null,null,null,null,null,null,null,null,null,null,null,null,null,null,null,null,null,null,null,null,null,null,null,null,null,null,null,null,null,null,null,null,null,null,null,null,null,null,null,null,null,null,null,null,null,null,null,null,null,null,null,null,null,null,null,null,null,null,null,null,null,null,null,163,22,3910,{"$f":"OFFSET(CIV!$D$1,IF($CA$1,BX3912,366-BX3912),BY3912)","v":728.6},{"$f":"IF(BZ3912=SUMIF(CIV!$AQ$51:$AQ$90,CB3911,CIV!$BK$51:$BK$90),CB3911+1,CB3911)","v":7},580.6,{"$f":"SUMIF(CIV!$AQ$51:$AQ$90,CB3912,CIV!$BJ$51:$BJ$90)","v":547.57831494887512}]
[null,null,null,null,null,null,null,null,null,null,null,null,null,null,null,null,null,null,null,null,null,null,null,null,null,null,null,null,null,null,null,null,null,null,null,null,null,null,null,null,null,null,null,null,null,null,null,null,null,null,null,null,null,null,null,null,null,null,null,null,null,null,null,null,null,null,null,null,null,null,null,null,null,null,null,164,20,3932,{"$f":"OFFSET(CIV!$D$1,IF($CA$1,BX3934,366-BX3934),BY3934)","v":739},{"$f":"IF(BZ3934=SUMIF(CIV!$AQ$51:$AQ$90,CB3933,CIV!$BK$51:$BK$90),CB3933+1,CB3933)","v":7},580.1,{"$f":"SUMIF(CIV!$AQ$51:$AQ$90,CB3934,CIV!$BJ$51:$BJ$90)","v":547.57831494887512}]
[null,null,null,null,null,null,null,null,null,null,null,null,null,null,null,null,null,null,null,null,null,null,null,null,null,null,null,null,null,null,null,null,null,null,null,null,null,null,null,null,null,null,null,null,null,null,null,null,null,null,null,null,null,null,null,null,null,null,null,null,null,null,null,null,null,null,null,null,null,null,null,null,null,null,null,165,9,3945,{"$f":"OFFSET(CIV!$D$1,IF($CA$1,BX3947,366-BX3947),BY3947)","v":563.70000000000005},{"$f":"IF(BZ3947=SUMIF(CIV!$AQ$51:$AQ$90,CB3946,CIV!$BK$51:$BK$90),CB3946+1,CB3946)","v":7},579.79999999999995,{"$f":"SUMIF(CIV!$AQ$51:$AQ$90,CB3947,CIV!$BJ$51:$BJ$90)","v":547.57831494887512}]
[null,null,null,null,null,null,null,null,null,null,null,null,null,null,null,null,null,null,null,null,null,null,null,null,null,null,null,null,null,null,null,null,null,null,null,null,null,null,null,null,null,null,null,null,null,null,null,null,null,null,null,null,null,null,null,null,null,null,null,null,null,null,null,null,null,null,null,null,null,null,null,null,null,null,null,166,2,3962,{"$f":"OFFSET(CIV!$D$1,IF($CA$1,BX3964,366-BX3964),BY3964)","v":526.70000000000005},{"$f":"IF(BZ3964=SUMIF(CIV!$AQ$51:$AQ$90,CB3963,CIV!$BK$51:$BK$90),CB3963+1,CB3963)","v":7},579.5,{"$f":"SUMIF(CIV!$AQ$51:$AQ$90,CB3964,CIV!$BJ$51:$BJ$90)","v":547.57831494887512}]
[null,null,null,null,null,null,null,null,null,null,null,null,null,null,null,null,null,null,null,null,null,null,null,null,null,null,null,null,null,null,null,null,null,null,null,null,null,null,null,null,null,null,null,null,null,null,null,null,null,null,null,null,null,null,null,null,null,null,null,null,null,null,null,null,null,null,null,null,null,null,null,null,null,null,null,166,5,3965,{"$f":"OFFSET(CIV!$D$1,IF($CA$1,BX3967,366-BX3967),BY3967)","v":532.1},{"$f":"IF(BZ3967=SUMIF(CIV!$AQ$51:$AQ$90,CB3966,CIV!$BK$51:$BK$90),CB3966+1,CB3966)","v":7},579.5,{"$f":"SUMIF(CIV!$AQ$51:$AQ$90,CB3967,CIV!$BJ$51:$BJ$90)","v":547.57831494887512}]
[null,null,null,null,null,null,null,null,null,null,null,null,null,null,null,null,null,null,null,null,null,null,null,null,null,null,null,null,null,null,null,null,null,null,null,null,null,null,null,null,null,null,null,null,null,null,null,null,null,null,null,null,null,null,null,null,null,null,null,null,null,null,null,null,null,null,null,null,null,null,null,null,null,null,null,167,13,3997,{"$f":"OFFSET(CIV!$D$1,IF($CA$1,BX3999,366-BX3999),BY3999)","v":395.7},{"$f":"IF(BZ3999=SUMIF(CIV!$AQ$51:$AQ$90,CB3998,CIV!$BK$51:$BK$90),CB3998+1,CB3998)","v":7},578.79999999999995,{"$f":"SUMIF(CIV!$AQ$51:$AQ$90,CB3999,CIV!$BJ$51:$BJ$90)","v":547.57831494887512}]
[null,null,null,null,null,null,null,null,null,null,null,null,null,null,null,null,null,null,null,null,null,null,null,null,null,null,null,null,null,null,null,null,null,null,null,null,null,null,null,null,null,null,null,null,null,null,null,null,null,null,null,null,null,null,null,null,null,null,null,null,null,null,null,null,null,null,null,null,null,null,null,null,null,null,null,167,14,3998,{"$f":"OFFSET(CIV!$D$1,IF($CA$1,BX4000,366-BX4000),BY4000)","v":401.4},{"$f":"IF(BZ4000=SUMIF(CIV!$AQ$51:$AQ$90,CB3999,CIV!$BK$51:$BK$90),CB3999+1,CB3999)","v":7},578.70000000000005,{"$f":"SUMIF(CIV!$AQ$51:$AQ$90,CB4000,CIV!$BJ$51:$BJ$90)","v":547.57831494887512}]
[null,null,null,null,null,null,null,null,null,null,null,null,null,null,null,null,null,null,null,null,null,null,null,null,null,null,null,null,null,null,null,null,null,null,null,null,null,null,null,null,null,null,null,null,null,null,null,null,null,null,null,null,null,null,null,null,null,null,null,null,null,null,null,null,null,null,null,null,null,null,null,null,null,null,null,168,7,4015,{"$f":"OFFSET(CIV!$D$1,IF($CA$1,BX4017,366-BX4017),BY4017)","v":461.9},{"$f":"IF(BZ4017=SUMIF(CIV!$AQ$51:$AQ$90,CB4016,CIV!$BK$51:$BK$90),CB4016+1,CB4016)","v":7},578.29999999999995,{"$f":"SUMIF(CIV!$AQ$51:$AQ$90,CB4017,CIV!$BJ$51:$BJ$90)","v":547.57831494887512}]
[null,null,null,null,null,null,null,null,null,null,null,null,null,null,null,null,null,null,null,null,null,null,null,null,null,null,null,null,null,null,null,null,null,null,null,null,null,null,null,null,null,null,null,null,null,null,null,null,null,null,null,null,null,null,null,null,null,null,null,null,null,null,null,null,null,null,null,null,null,null,null,null,null,null,null,168,23,4031,{"$f":"OFFSET(CIV!$D$1,IF($CA$1,BX4033,366-BX4033),BY4033)","v":660},{"$f":"IF(BZ4033=SUMIF(CIV!$AQ$51:$AQ$90,CB4032,CIV!$BK$51:$BK$90),CB4032+1,CB4032)","v":7},577.79999999999995,{"$f":"SUMIF(CIV!$AQ$51:$AQ$90,CB4033,CIV!$BJ$51:$BJ$90)","v":547.57831494887512}]
[null,null,null,null,null,null,null,null,null,null,null,null,null,null,null,null,null,null,null,null,null,null,null,null,null,null,null,null,null,null,null,null,null,null,null,null,null,null,null,null,null,null,null,null,null,null,null,null,null,null,null,null,null,null,null,null,null,null,null,null,null,null,null,null,null,null,null,null,null,null,null,null,null,null,null,169,18,4050,{"$f":"OFFSET(CIV!$D$1,IF($CA$1,BX4052,366-BX4052),BY4052)","v":505.2},{"$f":"IF(BZ4052=SUMIF(CIV!$AQ$51:$AQ$90,CB4051,CIV!$BK$51:$BK$90),CB4051+1,CB4051)","v":7},577.4,{"$f":"SUMIF(CIV!$AQ$51:$AQ$90,CB4052,CIV!$BJ$51:$BJ$90)","v":547.57831494887512}]
[null,null,null,null,null,null,null,null,null,null,null,null,null,null,null,null,null,null,null,null,null,null,null,null,null,null,null,null,null,null,null,null,null,null,null,null,null,null,null,null,null,null,null,null,null,null,null,null,null,null,null,null,null,null,null,null,null,null,null,null,null,null,null,null,null,null,null,null,null,null,null,null,null,null,null,170,11,4067,{"$f":"OFFSET(CIV!$D$1,IF($CA$1,BX4069,366-BX4069),BY4069)","v":518.5},{"$f":"IF(BZ4069=SUMIF(CIV!$AQ$51:$AQ$90,CB4068,CIV!$BK$51:$BK$90),CB4068+1,CB4068)","v":7},577,{"$f":"SUMIF(CIV!$AQ$51:$AQ$90,CB4069,CIV!$BJ$51:$BJ$90)","v":547.57831494887512}]
[null,null,null,null,null,null,null,null,null,null,null,null,null,null,null,null,null,null,null,null,null,null,null,null,null,null,null,null,null,null,null,null,null,null,null,null,null,null,null,null,null,null,null,null,null,null,null,null,null,null,null,null,null,null,null,null,null,null,null,null,null,null,null,null,null,null,null,null,null,null,null,null,null,null,null,171,4,4084,{"$f":"OFFSET(CIV!$D$1,IF($CA$1,BX4086,366-BX4086),BY4086)","v":484.1},{"$f":"IF(BZ4086=SUMIF(CIV!$AQ$51:$AQ$90,CB4085,CIV!$BK$51:$BK$90),CB4085+1,CB4085)","v":7},576.70000000000005,{"$f":"SUMIF(CIV!$AQ$51:$AQ$90,CB4086,CIV!$BJ$51:$BJ$90)","v":547.57831494887512}]
[null,null,null,null,null,null,null,null,null,null,null,null,null,null,null,null,null,null,null,null,null,null,null,null,null,null,null,null,null,null,null,null,null,null,null,null,null,null,null,null,null,null,null,null,null,null,null,null,null,null,null,null,null,null,null,null,null,null,null,null,null,null,null,null,null,null,null,null,null,null,null,null,null,null,null,171,18,{"$f":"BZ4099+1","v":4098},{"$f":"OFFSET(CIV!$D$1,IF($CA$1,BX4100,366-BX4100),BY4100)","v":488.1},{"$f":"IF(BZ4100=SUMIF(CIV!$AQ$51:$AQ$90,CB4099,CIV!$BK$51:$BK$90),CB4099+1,CB4099)","v":7},576.6,{"$f":"SUMIF(CIV!$AQ$51:$AQ$90,CB4100,CIV!$BJ$51:$BJ$90)","v":547.57831494887512}]
[null,null,null,null,null,null,null,null,null,null,null,null,null,null,null,null,null,null,null,null,null,null,null,null,null,null,null,null,null,null,null,null,null,null,null,null,null,null,null,null,null,null,null,null,null,null,null,null,null,null,null,null,null,null,null,null,null,null,null,null,null,null,null,null,null,null,null,null,null,null,null,null,null,null,null,172,15,4119,{"$f":"OFFSET(CIV!$D$1,IF($CA$1,BX4121,366-BX4121),BY4121)","v":560.79999999999995},{"$f":"IF(BZ4121=SUMIF(CIV!$AQ$51:$AQ$90,CB4120,CIV!$BK$51:$BK$90),CB4120+1,CB4120)","v":7},576.1,{"$f":"SUMIF(CIV!$AQ$51:$AQ$90,CB4121,CIV!$BJ$51:$BJ$90)","v":547.57831494887512}]
[null,null,null,null,null,null,null,null,null,null,null,null,null,null,null,null,null,null,null,null,null,null,null,null,null,null,null,null,null,null,null,null,null,null,null,null,null,null,null,null,null,null,null,null,null,null,null,null,null,null,null,null,null,null,null,null,null,null,null,null,null,null,null,null,null,null,null,null,null,null,null,null,null,null,null,173,8,4136,{"$f":"OFFSET(CIV!$D$1,IF($CA$1,BX4138,366-BX4138),BY4138)","v":465.1},{"$f":"IF(BZ4138=SUMIF(CIV!$AQ$51:$AQ$90,CB4137,CIV!$BK$51:$BK$90),CB4137+1,CB4137)","v":7},575.6,{"$f":"SUMIF(CIV!$AQ$51:$AQ$90,CB4138,CIV!$BJ$51:$BJ$90)","v":547.57831494887512}]
[null,null,null,null,null,null,null,null,null,null,null,null,null,null,null,null,null,null,null,null,null,null,null,null,null,null,null,null,null,null,null,null,null,null,null,null,null,null,null,null,null,null,null,null,null,null,null,null,null,null,null,null,null,null,null,null,null,null,null,null,null,null,null,null,null,null,null,null,null,null,null,null,null,null,null,173,20,4148,{"$f":"OFFSET(CIV!$D$1,IF($CA$1,BX4150,366-BX4150),BY4150)","v":680},{"$f":"IF(BZ4150=SUMIF(CIV!$AQ$51:$AQ$90,CB4149,CIV!$BK$51:$BK$90),CB4149+1,CB4149)","v":7},575.4,{"$f":"SUMIF(CIV!$AQ$51:$AQ$90,CB4150,CIV!$BJ$51:$BJ$90)","v":547.57831494887512}]
[null,null,null,null,null,null,null,null,null,null,null,null,null,null,null,null,null,null,null,null,null,null,null,null,null,null,null,null,null,null,null,null,null,null,null,null,null,null,null,null,null,null,null,null,null,null,null,null,null,null,null,null,null,null,null,null,null,null,null,null,null,null,null,null,null,null,null,null,null,null,null,null,null,null,null,174,19,4171,{"$f":"OFFSET(CIV!$D$1,IF($CA$1,BX4173,366-BX4173),BY4173)","v":591.70000000000005},{"$f":"IF(BZ4173=SUMIF(CIV!$AQ$51:$AQ$90,CB4172,CIV!$BK$51:$BK$90),CB4172+1,CB4172)","v":7},575,{"$f":"SUMIF(CIV!$AQ$51:$AQ$90,CB4173,CIV!$BJ$51:$BJ$90)","v":547.57831494887512}]
[null,null,null,null,null,null,null,null,null,null,null,null,null,null,null,null,null,null,null,null,null,null,null,null,null,null,null,null,null,null,null,null,null,null,null,null,null,null,null,null,null,null,null,null,null,null,null,null,null,null,null,null,null,null,null,null,null,null,null,null,null,null,null,null,null,null,null,null,null,null,null,null,null,null,null,175,12,4188,{"$f":"OFFSET(CIV!$D$1,IF($CA$1,BX4190,366-BX4190),BY4190)","v":559.79999999999995},{"$f":"IF(BZ4190=SUMIF(CIV!$AQ$51:$AQ$90,CB4189,CIV!$BK$51:$BK$90),CB4189+1,CB4189)","v":7},574.6,{"$f":"SUMIF(CIV!$AQ$51:$AQ$90,CB4190,CIV!$BJ$51:$BJ$90)","v":547.57831494887512}]
[null,null,null,null,null,null,null,null,null,null,null,null,null,null,null,null,null,null,null,null,null,null,null,null,null,null,null,null,null,null,null,null,null,null,null,null,null,null,null,null,null,null,null,null,null,null,null,null,null,null,null,null,null,null,null,null,null,null,null,null,null,null,null,null,null,null,null,null,null,null,null,null,null,null,null,176,5,4205,{"$f":"OFFSET(CIV!$D$1,IF($CA$1,BX4207,366-BX4207),BY4207)","v":566.79999999999995},{"$f":"IF(BZ4207=SUMIF(CIV!$AQ$51:$AQ$90,CB4206,CIV!$BK$51:$BK$90),CB4206+1,CB4206)","v":7},574.4,{"$f":"SUMIF(CIV!$AQ$51:$AQ$90,CB4207,CIV!$BJ$51:$BJ$90)","v":547.57831494887512}]
[null,null,null,null,null,null,null,null,null,null,null,null,null,null,null,null,null,null,null,null,null,null,null,null,null,null,null,null,null,null,null,null,null,null,null,null,null,null,null,null,null,null,null,null,null,null,null,null,null,null,null,null,null,null,null,null,null,null,null,null,null,null,null,null,null,null,null,null,null,null,null,null,null,null,null,176,15,4215,{"$f":"OFFSET(CIV!$D$1,IF($CA$1,BX4217,366-BX4217),BY4217)","v":566.4},{"$f":"IF(BZ4217=SUMIF(CIV!$AQ$51:$AQ$90,CB4216,CIV!$BK$51:$BK$90),CB4216+1,CB4216)","v":7},574.1,{"$f":"SUMIF(CIV!$AQ$51:$AQ$90,CB4217,CIV!$BJ$51:$BJ$90)","v":547.57831494887512}]
[null,null,null,null,null,null,null,null,null,null,null,null,null,null,null,null,null,null,null,null,null,null,null,null,null,null,null,null,null,null,null,null,null,null,null,null,null,null,null,null,null,null,null,null,null,null,null,null,null,null,null,null,null,null,null,null,null,null,null,null,null,null,null,null,null,null,null,null,null,null,null,null,null,null,null,177,16,4240,{"$f":"OFFSET(CIV!$D$1,IF($CA$1,BX4242,366-BX4242),BY4242)","v":560.1},{"$f":"IF(BZ4242=SUMIF(CIV!$AQ$51:$AQ$90,CB4241,CIV!$BK$51:$BK$90),CB4241+1,CB4241)","v":7},573.4,{"$f":"SUMIF(CIV!$AQ$51:$AQ$90,CB4242,CIV!$BJ$51:$BJ$90)","v":547.57831494887512}]
[null,null,null,null,null,null,null,null,null,null,null,null,null,null,null,null,null,null,null,null,null,null,null,null,null,null,null,null,null,null,null,null,null,null,null,null,null,null,null,null,null,null,null,null,null,null,null,null,null,null,null,null,null,null,null,null,null,null,null,null,null,null,null,null,null,null,null,null,null,null,null,null,null,null,null,178,9,4257,{"$f":"OFFSET(CIV!$D$1,IF($CA$1,BX4259,366-BX4259),BY4259)","v":544.4},{"$f":"IF(BZ4259=SUMIF(CIV!$AQ$51:$AQ$90,CB4258,CIV!$BK$51:$BK$90),CB4258+1,CB4258)","v":7},573.1,{"$f":"SUMIF(CIV!$AQ$51:$AQ$90,CB4259,CIV!$BJ$51:$BJ$90)","v":547.57831494887512}]
[null,null,null,null,null,null,null,null,null,null,null,null,null,null,null,null,null,null,null,null,null,null,null,null,null,null,null,null,null,null,null,null,null,null,null,null,null,null,null,null,null,null,null,null,null,null,null,null,null,null,null,null,null,null,null,null,null,null,null,null,null,null,null,null,null,null,null,null,null,null,null,null,null,null,null,178,17,4265,{"$f":"OFFSET(CIV!$D$1,IF($CA$1,BX4267,366-BX4267),BY4267)","v":552.5},{"$f":"IF(BZ4267=SUMIF(CIV!$AQ$51:$AQ$90,CB4266,CIV!$BK$51:$BK$90),CB4266+1,CB4266)","v":7},573,{"$f":"SUMIF(CIV!$AQ$51:$AQ$90,CB4267,CIV!$BJ$51:$BJ$90)","v":547.57831494887512}]
[null,null,null,null,null,null,null,null,null,null,null,null,null,null,null,null,null,null,null,null,null,null,null,null,null,null,null,null,null,null,null,null,null,null,null,null,null,null,null,null,null,null,null,null,null,null,null,null,null,null,null,null,null,null,null,null,null,null,null,null,null,null,null,null,null,null,null,null,null,null,null,null,null,null,null,179,4,4276,{"$f":"OFFSET(CIV!$D$1,IF($CA$1,BX4278,366-BX4278),BY4278)","v":562.29999999999995},{"$f":"IF(BZ4278=SUMIF(CIV!$AQ$51:$AQ$90,CB4277,CIV!$BK$51:$BK$90),CB4277+1,CB4277)","v":7},572.70000000000005,{"$f":"SUMIF(CIV!$AQ$51:$AQ$90,CB4278,CIV!$BJ$51:$BJ$90)","v":547.57831494887512}]
[null,null,null,null,null,null,null,null,null,null,null,null,null,null,null,null,null,null,null,null,null,null,null,null,null,null,null,null,null,null,null,null,null,null,null,null,null,null,null,null,null,null,null,null,null,null,null,null,null,null,null,null,null,null,null,null,null,null,null,null,null,null,null,null,null,null,null,null,null,null,null,null,null,null,null,179,21,4293,{"$f":"OFFSET(CIV!$D$1,IF($CA$1,BX4295,366-BX4295),BY4295)","v":712.3},{"$f":"IF(BZ4295=SUMIF(CIV!$AQ$51:$AQ$90,CB4294,CIV!$BK$51:$BK$90),CB4294+1,CB4294)","v":7},572.20000000000005,{"$f":"SUMIF(CIV!$AQ$51:$AQ$90,CB4295,CIV!$BJ$51:$BJ$90)","v":547.57831494887512}]
[null,null,null,null,null,null,null,null,null,null,null,null,null,null,null,null,null,null,null,null,null,null,null,null,null,null,null,null,null,null,null,null,null,null,null,null,null,null,null,null,null,null,null,null,null,null,null,null,null,null,null,null,null,null,null,null,null,null,null,null,null,null,null,null,null,null,null,null,null,null,null,null,null,null,null,180,14,4310,{"$f":"OFFSET(CIV!$D$1,IF($CA$1,BX4312,366-BX4312),BY4312)","v":450.6},{"$f":"IF(BZ4312=SUMIF(CIV!$AQ$51:$AQ$90,CB4311,CIV!$BK$51:$BK$90),CB4311+1,CB4311)","v":7},571.79999999999995,{"$f":"SUMIF(CIV!$AQ$51:$AQ$90,CB4312,CIV!$BJ$51:$BJ$90)","v":547.57831494887512}]
[null,null,null,null,null,null,null,null,null,null,null,null,null,null,null,null,null,null,null,null,null,null,null,null,null,null,null,null,null,null,null,null,null,null,null,null,null,null,null,null,null,null,null,null,null,null,null,null,null,null,null,null,null,null,null,null,null,null,null,null,null,null,null,null,null,null,null,null,null,null,null,null,null,null,null,181,11,4331,{"$f":"OFFSET(CIV!$D$1,IF($CA$1,BX4333,366-BX4333),BY4333)","v":405.5},{"$f":"IF(BZ4333=SUMIF(CIV!$AQ$51:$AQ$90,CB4332,CIV!$BK$51:$BK$90),CB4332+1,CB4332)","v":7},571.20000000000005,{"$f":"SUMIF(CIV!$AQ$51:$AQ$90,CB4333,CIV!$BJ$51:$BJ$90)","v":547.57831494887512}]
[null,null,null,null,null,null,null,null,null,null,null,null,null,null,null,null,null,null,null,null,null,null,null,null,null,null,null,null,null,null,null,null,null,null,null,null,null,null,null,null,null,null,null,null,null,null,null,null,null,null,null,null,null,null,null,null,null,null,null,null,null,null,null,null,null,null,null,null,null,null,null,null,null,null,null,182,1,4345,{"$f":"OFFSET(CIV!$D$1,IF($CA$1,BX4347,366-BX4347),BY4347)","v":472.1},{"$f":"IF(BZ4347=SUMIF(CIV!$AQ$51:$AQ$90,CB4346,CIV!$BK$51:$BK$90),CB4346+1,CB4346)","v":7},570.79999999999995,{"$f":"SUMIF(CIV!$AQ$51:$AQ$90,CB4347,CIV!$BJ$51:$BJ$90)","v":547.57831494887512}]
[null,null,null,null,null,null,null,null,null,null,null,null,null,null,null,null,null,null,null,null,null,null,null,null,null,null,null,null,null,null,null,null,null,null,null,null,null,null,null,null,null,null,null,null,null,null,null,null,null,null,null,null,null,null,null,null,null,null,null,null,null,null,null,null,null,null,null,null,null,null,null,null,null,null,null,182,18,4362,{"$f":"OFFSET(CIV!$D$1,IF($CA$1,BX4364,366-BX4364),BY4364)","v":473.7},{"$f":"IF(BZ4364=SUMIF(CIV!$AQ$51:$AQ$90,CB4363,CIV!$BK$51:$BK$90),CB4363+1,CB4363)","v":7},570.6,{"$f":"SUMIF(CIV!$AQ$51:$AQ$90,CB4364,CIV!$BJ$51:$BJ$90)","v":547.57831494887512}]
[null,null,null,null,null,null,null,null,null,null,null,null,null,null,null,null,null,null,null,null,null,null,null,null,null,null,null,null,null,null,null,null,null,null,null,null,null,null,null,null,null,null,null,null,null,null,null,null,null,null,null,null,null,null,null,null,null,null,null,null,null,null,null,null,null,null,null,null,null,null,null,null,null,null,null,183,11,4379,{"$f":"OFFSET(CIV!$D$1,IF($CA$1,BX4381,366-BX4381),BY4381)","v":526.20000000000005},{"$f":"IF(BZ4381=SUMIF(CIV!$AQ$51:$AQ$90,CB4380,CIV!$BK$51:$BK$90),CB4380+1,CB4380)","v":7},570,{"$f":"SUMIF(CIV!$AQ$51:$AQ$90,CB4381,CIV!$BJ$51:$BJ$90)","v":547.57831494887512}]
[null,null,null,null,null,null,null,null,null,null,null,null,null,null,null,null,null,null,null,null,null,null,null,null,null,null,null,null,null,null,null,null,null,null,null,null,null,null,null,null,null,null,null,null,null,null,null,null,null,null,null,null,null,null,null,null,null,null,null,null,null,null,null,null,null,null,null,null,null,null,null,null,null,null,null,184,6,4398,{"$f":"OFFSET(CIV!$D$1,IF($CA$1,BX4400,366-BX4400),BY4400)","v":538.70000000000005},{"$f":"IF(BZ4400=SUMIF(CIV!$AQ$51:$AQ$90,CB4399,CIV!$BK$51:$BK$90),CB4399+1,CB4399)","v":8},569.5,{"$f":"SUMIF(CIV!$AQ$51:$AQ$90,CB4400,CIV!$BJ$51:$BJ$90)","v":538.36764985185346}]
[null,null,null,null,null,null,null,null,null,null,null,null,null,null,null,null,null,null,null,null,null,null,null,null,null,null,null,null,null,null,null,null,null,null,null,null,null,null,null,null,null,null,null,null,null,null,null,null,null,null,null,null,null,null,null,null,null,null,null,null,null,null,null,null,null,null,null,null,null,null,null,null,null,null,null,184,22,4414,{"$f":"OFFSET(CIV!$D$1,IF($CA$1,BX4416,366-BX4416),BY4416)","v":669.1},{"$f":"IF(BZ4416=SUMIF(CIV!$AQ$51:$AQ$90,CB4415,CIV!$BK$51:$BK$90),CB4415+1,CB4415)","v":8},569.1,{"$f":"SUMIF(CIV!$AQ$51:$AQ$90,CB4416,CIV!$BJ$51:$BJ$90)","v":538.36764985185346}]
[null,null,null,null,null,null,null,null,null,null,null,null,null,null,null,null,null,null,null,null,null,null,null,null,null,null,null,null,null,null,null,null,null,null,null,null,null,null,null,null,null,null,null,null,null,null,null,null,null,null,null,null,null,null,null,null,null,null,null,null,null,null,null,null,null,null,null,null,null,null,null,null,null,null,null,185,15,4431,{"$f":"OFFSET(CIV!$D$1,IF($CA$1,BX4433,366-BX4433),BY4433)","v":520.29999999999995},{"$f":"IF(BZ4433=SUMIF(CIV!$AQ$51:$AQ$90,CB4432,CIV!$BK$51:$BK$90),CB4432+1,CB4432)","v":8},568.70000000000005,{"$f":"SUMIF(CIV!$AQ$51:$AQ$90,CB4433,CIV!$BJ$51:$BJ$90)","v":538.36764985185346}]
[null,null,null,null,null,null,null,null,null,null,null,null,null,null,null,null,null,null,null,null,null,null,null,null,null,null,null,null,null,null,null,null,null,null,null,null,null,null,null,null,null,null,null,null,null,null,null,null,null,null,null,null,null,null,null,null,null,null,null,null,null,null,null,null,null,null,null,null,null,null,null,null,null,null,null,186,8,4448,{"$f":"OFFSET(CIV!$D$1,IF($CA$1,BX4450,366-BX4450),BY4450)","v":504.4},{"$f":"IF(BZ4450=SUMIF(CIV!$AQ$51:$AQ$90,CB4449,CIV!$BK$51:$BK$90),CB4449+1,CB4449)","v":8},568.29999999999995,{"$f":"SUMIF(CIV!$AQ$51:$AQ$90,CB4450,CIV!$BJ$51:$BJ$90)","v":538.36764985185346}]
[null,null,null,null,null,null,null,null,null,null,null,null,null,null,null,null,null,null,null,null,null,null,null,null,null,null,null,null,null,null,null,null,null,null,null,null,null,null,null,null,null,null,null,null,null,null,null,null,null,null,null,null,null,null,null,null,null,null,null,null,null,null,null,null,null,null,null,null,null,null,null,null,null,null,null,187,2,4466,{"$f":"OFFSET(CIV!$D$1,IF($CA$1,BX4468,366-BX4468),BY4468)","v":569.5},{"$f":"IF(BZ4468=SUMIF(CIV!$AQ$51:$AQ$90,CB4467,CIV!$BK$51:$BK$90),CB4467+1,CB4467)","v":8},567.9,{"$f":"SUMIF(CIV!$AQ$51:$AQ$90,CB4468,CIV!$BJ$51:$BJ$90)","v":538.36764985185346}]
[null,null,null,null,null,null,null,null,null,null,null,null,null,null,null,null,null,null,null,null,null,null,null,null,null,null,null,null,null,null,null,null,null,null,null,null,null,null,null,null,null,null,null,null,null,null,null,null,null,null,null,null,null,null,null,null,null,null,null,null,null,null,null,null,null,null,null,null,null,null,null,null,null,null,null,187,19,4483,{"$f":"OFFSET(CIV!$D$1,IF($CA$1,BX4485,366-BX4485),BY4485)","v":629.5},{"$f":"IF(BZ4485=SUMIF(CIV!$AQ$51:$AQ$90,CB4484,CIV!$BK$51:$BK$90),CB4484+1,CB4484)","v":8},567.4,{"$f":"SUMIF(CIV!$AQ$51:$AQ$90,CB4485,CIV!$BJ$51:$BJ$90)","v":538.36764985185346}]
[null,null,null,null,null,null,null,null,null,null,null,null,null,null,null,null,null,null,null,null,null,null,null,null,null,null,null,null,null,null,null,null,null,null,null,null,null,null,null,null,null,null,null,null,null,null,null,null,null,null,null,null,null,null,null,null,null,null,null,null,null,null,null,null,null,null,null,null,null,null,null,null,null,null,null,188,12,4500,{"$f":"OFFSET(CIV!$D$1,IF($CA$1,BX4502,366-BX4502),BY4502)","v":385.9},{"$f":"IF(BZ4502=SUMIF(CIV!$AQ$51:$AQ$90,CB4501,CIV!$BK$51:$BK$90),CB4501+1,CB4501)","v":8},567.1,{"$f":"SUMIF(CIV!$AQ$51:$AQ$90,CB4502,CIV!$BJ$51:$BJ$90)","v":538.36764985185346}]
[null,null,null,null,null,null,null,null,null,null,null,null,null,null,null,null,null,null,null,null,null,null,null,null,null,null,null,null,null,null,null,null,null,null,null,null,null,null,null,null,null,null,null,null,null,null,null,null,null,null,null,null,null,null,null,null,null,null,null,null,null,null,null,null,null,null,null,null,null,null,null,null,null,null,null,189,2,4514,{"$f":"OFFSET(CIV!$D$1,IF($CA$1,BX4516,366-BX4516),BY4516)","v":521.4},{"$f":"IF(BZ4516=SUMIF(CIV!$AQ$51:$AQ$90,CB4515,CIV!$BK$51:$BK$90),CB4515+1,CB4515)","v":8},566.79999999999995,{"$f":"SUMIF(CIV!$AQ$51:$AQ$90,CB4516,CIV!$BJ$51:$BJ$90)","v":538.36764985185346}]
[null,null,null,null,null,null,null,null,null,null,null,null,null,null,null,null,null,null,null,null,null,null,null,null,null,null,null,null,null,null,null,null,null,null,null,null,null,null,null,null,null,null,null,null,null,null,null,null,null,null,null,null,null,null,null,null,null,null,null,null,null,null,null,null,null,null,null,null,null,null,null,null,null,null,null,189,7,4519,{"$f":"OFFSET(CIV!$D$1,IF($CA$1,BX4521,366-BX4521),BY4521)","v":475.9},{"$f":"IF(BZ4521=SUMIF(CIV!$AQ$51:$AQ$90,CB4520,CIV!$BK$51:$BK$90),CB4520+1,CB4520)","v":8},566.6,{"$f":"SUMIF(CIV!$AQ$51:$AQ$90,CB4521,CIV!$BJ$51:$BJ$90)","v":538.36764985185346}]
[null,null,null,null,null,null,null,null,null,null,null,null,null,null,null,null,null,null,null,null,null,null,null,null,null,null,null,null,null,null,null,null,null,null,null,null,null,null,null,null,null,null,null,null,null,null,null,null,null,null,null,null,null,null,null,null,null,null,null,null,null,null,null,null,null,null,null,null,null,null,null,null,null,null,null,189,24,4536,{"$f":"OFFSET(CIV!$D$1,IF($CA$1,BX4538,366-BX4538),BY4538)","v":590.70000000000005},{"$f":"IF(BZ4538=SUMIF(CIV!$AQ$51:$AQ$90,CB4537,CIV!$BK$51:$BK$90),CB4537+1,CB4537)","v":8},566.29999999999995,{"$f":"SUMIF(CIV!$AQ$51:$AQ$90,CB4538,CIV!$BJ$51:$BJ$90)","v":538.36764985185346}]
[null,null,null,null,null,null,null,null,null,null,null,null,null,null,null,null,null,null,null,null,null,null,null,null,null,null,null,null,null,null,null,null,null,null,null,null,null,null,null,null,null,null,null,null,null,null,null,null,null,null,null,null,null,null,null,null,null,null,null,null,null,null,null,null,null,null,null,null,null,null,null,null,null,null,null,191,5,4565,{"$f":"OFFSET(CIV!$D$1,IF($CA$1,BX4567,366-BX4567),BY4567)","v":534.6},{"$f":"IF(BZ4567=SUMIF(CIV!$AQ$51:$AQ$90,CB4566,CIV!$BK$51:$BK$90),CB4566+1,CB4566)","v":8},565.70000000000005,{"$f":"SUMIF(CIV!$AQ$51:$AQ$90,CB4567,CIV!$BJ$51:$BJ$90)","v":538.36764985185346}]
[null,null,null,null,null,null,null,null,null,null,null,null,null,null,null,null,null,null,null,null,null,null,null,null,null,null,null,null,null,null,null,null,null,null,null,null,null,null,null,null,null,null,null,null,null,null,null,null,null,null,null,null,null,null,null,null,null,null,null,null,null,null,null,null,null,null,null,null,null,null,null,null,null,null,null,191,11,4571,{"$f":"OFFSET(CIV!$D$1,IF($CA$1,BX4573,366-BX4573),BY4573)","v":536},{"$f":"IF(BZ4573=SUMIF(CIV!$AQ$51:$AQ$90,CB4572,CIV!$BK$51:$BK$90),CB4572+1,CB4572)","v":8},565.5,{"$f":"SUMIF(CIV!$AQ$51:$AQ$90,CB4573,CIV!$BJ$51:$BJ$90)","v":538.36764985185346}]
[null,null,null,null,null,null,null,null,null,null,null,null,null,null,null,null,null,null,null,null,null,null,null,null,null,null,null,null,null,null,null,null,null,null,null,null,null,null,null,null,null,null,null,null,null,null,null,null,null,null,null,null,null,null,null,null,null,null,null,null,null,null,null,null,null,null,null,null,null,null,null,null,null,null,null,192,4,4588,{"$f":"OFFSET(CIV!$D$1,IF($CA$1,BX4590,366-BX4590),BY4590)","v":539.9},{"$f":"IF(BZ4590=SUMIF(CIV!$AQ$51:$AQ$90,CB4589,CIV!$BK$51:$BK$90),CB4589+1,CB4589)","v":8},565.1,{"$f":"SUMIF(CIV!$AQ$51:$AQ$90,CB4590,CIV!$BJ$51:$BJ$90)","v":538.36764985185346}]
[null,null,null,null,null,null,null,null,null,null,null,null,null,null,null,null,null,null,null,null,null,null,null,null,null,null,null,null,null,null,null,null,null,null,null,null,null,null,null,null,null,null,null,null,null,null,null,null,null,null,null,null,null,null,null,null,null,null,null,null,null,null,null,null,null,null,null,null,null,null,null,null,null,null,null,192,21,4605,{"$f":"OFFSET(CIV!$D$1,IF($CA$1,BX4607,366-BX4607),BY4607)","v":692.9},{"$f":"IF(BZ4607=SUMIF(CIV!$AQ$51:$AQ$90,CB4606,CIV!$BK$51:$BK$90),CB4606+1,CB4606)","v":8},564.85,{"$f":"SUMIF(CIV!$AQ$51:$AQ$90,CB4607,CIV!$BJ$51:$BJ$90)","v":538.36764985185346}]
[null,null,null,null,null,null,null,null,null,null,null,null,null,null,null,null,null,null,null,null,null,null,null,null,null,null,null,null,null,null,null,null,null,null,null,null,null,null,null,null,null,null,null,null,null,null,null,null,null,null,null,null,null,null,null,null,null,null,null,null,null,null,null,null,null,null,null,null,null,null,null,null,null,null,null,193,23,4631,{"$f":"OFFSET(CIV!$D$1,IF($CA$1,BX4633,366-BX4633),BY4633)","v":640.5},{"$f":"IF(BZ4633=SUMIF(CIV!$AQ$51:$AQ$90,CB4632,CIV!$BK$51:$BK$90),CB4632+1,CB4632)","v":8},564.20000000000005,{"$f":"SUMIF(CIV!$AQ$51:$AQ$90,CB4633,CIV!$BJ$51:$BJ$90)","v":538.36764985185346}]
[null,null,null,null,null,null,null,null,null,null,null,null,null,null,null,null,null,null,null,null,null,null,null,null,null,null,null,null,null,null,null,null,null,null,null,null,null,null,null,null,null,null,null,null,null,null,null,null,null,null,null,null,null,null,null,null,null,null,null,null,null,null,null,null,null,null,null,null,null,null,null,null,null,null,null,194,8,4640,{"$f":"OFFSET(CIV!$D$1,IF($CA$1,BX4642,366-BX4642),BY4642)","v":454.6},{"$f":"IF(BZ4642=SUMIF(CIV!$AQ$51:$AQ$90,CB4641,CIV!$BK$51:$BK$90),CB4641+1,CB4641)","v":8},564.1,{"$f":"SUMIF(CIV!$AQ$51:$AQ$90,CB4642,CIV!$BJ$51:$BJ$90)","v":538.36764985185346}]
[null,null,null,null,null,null,null,null,null,null,null,null,null,null,null,null,null,null,null,null,null,null,null,null,null,null,null,null,null,null,null,null,null,null,null,null,null,null,null,null,null,null,null,null,null,null,null,null,null,null,null,null,null,null,null,null,null,null,null,null,null,null,null,null,null,null,null,null,null,null,null,null,null,null,null,195,1,4657,{"$f":"OFFSET(CIV!$D$1,IF($CA$1,BX4659,366-BX4659),BY4659)","v":568.6},{"$f":"IF(BZ4659=SUMIF(CIV!$AQ$51:$AQ$90,CB4658,CIV!$BK$51:$BK$90),CB4658+1,CB4658)","v":8},563.6,{"$f":"SUMIF(CIV!$AQ$51:$AQ$90,CB4659,CIV!$BJ$51:$BJ$90)","v":538.36764985185346}]
[null,null,null,null,null,null,null,null,null,null,null,null,null,null,null,null,null,null,null,null,null,null,null,null,null,null,null,null,null,null,null,null,null,null,null,null,null,null,null,null,null,null,null,null,null,null,null,null,null,null,null,null,null,null,null,null,null,null,null,null,null,null,null,null,null,null,null,null,null,null,null,null,null,null,null,195,18,{"$f":"BZ4675+1","v":4674},{"$f":"OFFSET(CIV!$D$1,IF($CA$1,BX4676,366-BX4676),BY4676)","v":404.6},{"$f":"IF(BZ4676=SUMIF(CIV!$AQ$51:$AQ$90,CB4675,CIV!$BK$51:$BK$90),CB4675+1,CB4675)","v":8},563.4,{"$f":"SUMIF(CIV!$AQ$51:$AQ$90,CB4676,CIV!$BJ$51:$BJ$90)","v":538.36764985185346}]
[null,null,null,null,null,null,null,null,null,null,null,null,null,null,null,null,null,null,null,null,null,null,null,null,null,null,null,null,null,null,null,null,null,null,null,null,null,null,null,null,null,null,null,null,null,null,null,null,null,null,null,null,null,null,null,null,null,null,null,null,null,null,null,null,null,null,null,null,null,null,null,null,null,null,null,196,1,4681,{"$f":"OFFSET(CIV!$D$1,IF($CA$1,BX4683,366-BX4683),BY4683)","v":550},{"$f":"IF(BZ4683=SUMIF(CIV!$AQ$51:$AQ$90,CB4682,CIV!$BK$51:$BK$90),CB4682+1,CB4682)","v":8},563.29999999999995,{"$f":"SUMIF(CIV!$AQ$51:$AQ$90,CB4683,CIV!$BJ$51:$BJ$90)","v":538.36764985185346}]
[null,null,null,null,null,null,null,null,null,null,null,null,null,null,null,null,null,null,null,null,null,null,null,null,null,null,null,null,null,null,null,null,null,null,null,null,null,null,null,null,null,null,null,null,null,null,null,null,null,null,null,null,null,null,null,null,null,null,null,null,null,null,null,null,null,null,null,null,null,null,null,null,null,null,null,197,5,4709,{"$f":"OFFSET(CIV!$D$1,IF($CA$1,BX4711,366-BX4711),BY4711)","v":560.29999999999995},{"$f":"IF(BZ4711=SUMIF(CIV!$AQ$51:$AQ$90,CB4710,CIV!$BK$51:$BK$90),CB4710+1,CB4710)","v":8},562.6,{"$f":"SUMIF(CIV!$AQ$51:$AQ$90,CB4711,CIV!$BJ$51:$BJ$90)","v":538.36764985185346}]
[null,null,null,null,null,null,null,null,null,null,null,null,null,null,null,null,null,null,null,null,null,null,null,null,null,null,null,null,null,null,null,null,null,null,null,null,null,null,null,null,null,null,null,null,null,null,null,null,null,null,null,null,null,null,null,null,null,null,null,null,null,null,null,null,null,null,null,null,null,null,null,null,null,null,null,197,22,4726,{"$f":"OFFSET(CIV!$D$1,IF($CA$1,BX4728,366-BX4728),BY4728)","v":678.9},{"$f":"IF(BZ4728=SUMIF(CIV!$AQ$51:$AQ$90,CB4727,CIV!$BK$51:$BK$90),CB4727+1,CB4727)","v":8},562.4,{"$f":"SUMIF(CIV!$AQ$51:$AQ$90,CB4728,CIV!$BJ$51:$BJ$90)","v":538.36764985185346}]
[null,null,null,null,null,null,null,null,null,null,null,null,null,null,null,null,null,null,null,null,null,null,null,null,null,null,null,null,null,null,null,null,null,null,null,null,null,null,null,null,null,null,null,null,null,null,null,null,null,null,null,null,null,null,null,null,null,null,null,null,null,null,null,null,null,null,null,null,null,null,null,null,null,null,null,198,3,4731,{"$f":"OFFSET(CIV!$D$1,IF($CA$1,BX4733,366-BX4733),BY4733)","v":506.6},{"$f":"IF(BZ4733=SUMIF(CIV!$AQ$51:$AQ$90,CB4732,CIV!$BK$51:$BK$90),CB4732+1,CB4732)","v":8},562.29999999999995,{"$f":"SUMIF(CIV!$AQ$51:$AQ$90,CB4733,CIV!$BJ$51:$BJ$90)","v":538.36764985185346}]
[null,null,null,null,null,null,null,null,null,null,null,null,null,null,null,null,null,null,null,null,null,null,null,null,null,null,null,null,null,null,null,null,null,null,null,null,null,null,null,null,null,null,null,null,null,null,null,null,null,null,null,null,null,null,null,null,null,null,null,null,null,null,null,null,null,null,null,null,null,null,null,null,null,null,null,199,{"$f":"BY4739","v":9},4761,{"$f":"OFFSET(CIV!$D$1,IF($CA$1,BX4763,366-BX4763),BY4763)","v":484.1},{"$f":"IF(BZ4763=SUMIF(CIV!$AQ$51:$AQ$90,CB4762,CIV!$BK$51:$BK$90),CB4762+1,CB4762)","v":8},561.6,{"$f":"SUMIF(CIV!$AQ$51:$AQ$90,CB4763,CIV!$BJ$51:$BJ$90)","v":538.36764985185346}]
[null,null,null,null,null,null,null,null,null,null,null,null,null,null,null,null,null,null,null,null,null,null,null,null,null,null,null,null,null,null,null,null,null,null,null,null,null,null,null,null,null,null,null,null,null,null,null,null,null,null,null,null,null,null,null,null,null,null,null,null,null,null,null,null,null,null,null,null,null,null,null,null,null,null,null,200,2,4778,{"$f":"OFFSET(CIV!$D$1,IF($CA$1,BX4780,366-BX4780),BY4780)","v":520.20000000000005},{"$f":"IF(BZ4780=SUMIF(CIV!$AQ$51:$AQ$90,CB4779,CIV!$BK$51:$BK$90),CB4779+1,CB4779)","v":8},561.20000000000005,{"$f":"SUMIF(CIV!$AQ$51:$AQ$90,CB4780,CIV!$BJ$51:$BJ$90)","v":538.36764985185346}]
[null,null,null,null,null,null,null,null,null,null,null,null,null,null,null,null,null,null,null,null,null,null,null,null,null,null,null,null,null,null,null,null,null,null,null,null,null,null,null,null,null,null,null,null,null,null,null,null,null,null,null,null,null,null,null,null,null,null,null,null,null,null,null,null,null,null,null,null,null,null,null,null,null,null,null,200,3,4779,{"$f":"OFFSET(CIV!$D$1,IF($CA$1,BX4781,366-BX4781),BY4781)","v":516.6},{"$f":"IF(BZ4781=SUMIF(CIV!$AQ$51:$AQ$90,CB4780,CIV!$BK$51:$BK$90),CB4780+1,CB4780)","v":8},561.20000000000005,{"$f":"SUMIF(CIV!$AQ$51:$AQ$90,CB4781,CIV!$BJ$51:$BJ$90)","v":538.36764985185346}]
[null,null,null,null,null,null,null,null,null,null,null,null,null,null,null,null,null,null,null,null,null,null,null,null,null,null,null,null,null,null,null,null,null,null,null,null,null,null,null,null,null,null,null,null,null,null,null,null,null,null,null,null,null,null,null,null,null,null,null,null,null,null,null,null,null,null,null,null,null,null,null,null,null,null,null,200,21,4797,{"$f":"OFFSET(CIV!$D$1,IF($CA$1,BX4799,366-BX4799),BY4799)","v":668.2},{"$f":"IF(BZ4799=SUMIF(CIV!$AQ$51:$AQ$90,CB4798,CIV!$BK$51:$BK$90),CB4798+1,CB4798)","v":8},560.9,{"$f":"SUMIF(CIV!$AQ$51:$AQ$90,CB4799,CIV!$BJ$51:$BJ$90)","v":538.36764985185346}]
[null,null,null,null,null,null,null,null,null,null,null,null,null,null,null,null,null,null,null,null,null,null,null,null,null,null,null,null,null,null,null,null,null,null,null,null,null,null,null,null,null,null,null,null,null,null,null,null,null,null,null,null,null,null,null,null,null,null,null,null,null,null,null,null,null,null,null,null,null,null,null,null,null,null,null,201,14,4814,{"$f":"OFFSET(CIV!$D$1,IF($CA$1,BX4816,366-BX4816),BY4816)","v":417.9},{"$f":"IF(BZ4816=SUMIF(CIV!$AQ$51:$AQ$90,CB4815,CIV!$BK$51:$BK$90),CB4815+1,CB4815)","v":8},560.5,{"$f":"SUMIF(CIV!$AQ$51:$AQ$90,CB4816,CIV!$BJ$51:$BJ$90)","v":538.36764985185346}]
[null,null,null,null,null,null,null,null,null,null,null,null,null,null,null,null,null,null,null,null,null,null,null,null,null,null,null,null,null,null,null,null,null,null,null,null,null,null,null,null,null,null,null,null,null,null,null,null,null,null,null,null,null,null,null,null,null,null,null,null,null,null,null,null,null,null,null,null,null,null,null,null,null,null,null,202,7,4831,{"$f":"OFFSET(CIV!$D$1,IF($CA$1,BX4833,366-BX4833),BY4833)","v":426.1},{"$f":"IF(BZ4833=SUMIF(CIV!$AQ$51:$AQ$90,CB4832,CIV!$BK$51:$BK$90),CB4832+1,CB4832)","v":8},560.20000000000005,{"$f":"SUMIF(CIV!$AQ$51:$AQ$90,CB4833,CIV!$BJ$51:$BJ$90)","v":538.36764985185346}]
[null,null,null,null,null,null,null,null,null,null,null,null,null,null,null,null,null,null,null,null,null,null,null,null,null,null,null,null,null,null,null,null,null,null,null,null,null,null,null,null,null,null,null,null,null,null,null,null,null,null,null,null,null,null,null,null,null,null,null,null,null,null,null,null,null,null,null,null,null,null,null,null,null,null,null,202,24,4848,{"$f":"OFFSET(CIV!$D$1,IF($CA$1,BX4850,366-BX4850),BY4850)","v":523.4},{"$f":"IF(BZ4850=SUMIF(CIV!$AQ$51:$AQ$90,CB4849,CIV!$BK$51:$BK$90),CB4849+1,CB4849)","v":8},559.70000000000005,{"$f":"SUMIF(CIV!$AQ$51:$AQ$90,CB4850,CIV!$BJ$51:$BJ$90)","v":538.36764985185346}]
[null,null,null,null,null,null,null,null,null,null,null,null,null,null,null,null,null,null,null,null,null,null,null,null,null,null,null,null,null,null,null,null,null,null,null,null,null,null,null,null,null,null,null,null,null,null,null,null,null,null,null,null,null,null,null,null,null,null,null,null,null,null,null,null,null,null,null,null,null,null,null,null,null,null,null,203,16,4864,{"$f":"OFFSET(CIV!$D$1,IF($CA$1,BX4866,366-BX4866),BY4866)","v":542.70000000000005},{"$f":"IF(BZ4866=SUMIF(CIV!$AQ$51:$AQ$90,CB4865,CIV!$BK$51:$BK$90),CB4865+1,CB4865)","v":8},559.29999999999995,{"$f":"SUMIF(CIV!$AQ$51:$AQ$90,CB4866,CIV!$BJ$51:$BJ$90)","v":538.36764985185346}]
[null,null,null,null,null,null,null,null,null,null,null,null,null,null,null,null,null,null,null,null,null,null,null,null,null,null,null,null,null,null,null,null,null,null,null,null,null,null,null,null,null,null,null,null,null,null,null,null,null,null,null,null,null,null,null,null,null,null,null,null,null,null,null,null,null,null,null,null,null,null,null,null,null,null,null,204,11,4883,{"$f":"OFFSET(CIV!$D$1,IF($CA$1,BX4885,366-BX4885),BY4885)","v":530.6},{"$f":"IF(BZ4885=SUMIF(CIV!$AQ$51:$AQ$90,CB4884,CIV!$BK$51:$BK$90),CB4884+1,CB4884)","v":8},558.9,{"$f":"SUMIF(CIV!$AQ$51:$AQ$90,CB4885,CIV!$BJ$51:$BJ$90)","v":538.36764985185346}]
[null,null,null,null,null,null,null,null,null,null,null,null,null,null,null,null,null,null,null,null,null,null,null,null,null,null,null,null,null,null,null,null,null,null,null,null,null,null,null,null,null,null,null,null,null,null,null,null,null,null,null,null,null,null,null,null,null,null,null,null,null,null,null,null,null,null,null,null,null,null,null,null,null,null,null,205,4,4900,{"$f":"OFFSET(CIV!$D$1,IF($CA$1,BX4902,366-BX4902),BY4902)","v":494.2},{"$f":"IF(BZ4902=SUMIF(CIV!$AQ$51:$AQ$90,CB4901,CIV!$BK$51:$BK$90),CB4901+1,CB4901)","v":8},558.4,{"$f":"SUMIF(CIV!$AQ$51:$AQ$90,CB4902,CIV!$BJ$51:$BJ$90)","v":538.36764985185346}]
[null,null,null,null,null,null,null,null,null,null,null,null,null,null,null,null,null,null,null,null,null,null,null,null,null,null,null,null,null,null,null,null,null,null,null,null,null,null,null,null,null,null,null,null,null,null,null,null,null,null,null,null,null,null,null,null,null,null,null,null,null,null,null,null,null,null,null,null,null,null,null,null,null,null,null,205,18,4914,{"$f":"OFFSET(CIV!$D$1,IF($CA$1,BX4916,366-BX4916),BY4916)","v":487.4},{"$f":"IF(BZ4916=SUMIF(CIV!$AQ$51:$AQ$90,CB4915,CIV!$BK$51:$BK$90),CB4915+1,CB4915)","v":8},557.9,{"$f":"SUMIF(CIV!$AQ$51:$AQ$90,CB4916,CIV!$BJ$51:$BJ$90)","v":538.36764985185346}]
[null,null,null,null,null,null,null,null,null,null,null,null,null,null,null,null,null,null,null,null,null,null,null,null,null,null,null,null,null,null,null,null,null,null,null,null,null,null,null,null,null,null,null,null,null,null,null,null,null,null,null,null,null,null,null,null,null,null,null,null,null,null,null,null,null,null,null,null,null,null,null,null,null,null,null,206,15,4935,{"$f":"OFFSET(CIV!$D$1,IF($CA$1,BX4937,366-BX4937),BY4937)","v":522.4},{"$f":"IF(BZ4937=SUMIF(CIV!$AQ$51:$AQ$90,CB4936,CIV!$BK$51:$BK$90),CB4936+1,CB4936)","v":8},557.45000000000005,{"$f":"SUMIF(CIV!$AQ$51:$AQ$90,CB4937,CIV!$BJ$51:$BJ$90)","v":538.36764985185346}]
[null,null,null,null,null,null,null,null,null,null,null,null,null,null,null,null,null,null,null,null,null,null,null,null,null,null,null,null,null,null,null,null,null,null,null,null,null,null,null,null,null,null,null,null,null,null,null,null,null,null,null,null,null,null,null,null,null,null,null,null,null,null,null,null,null,null,null,null,null,null,null,null,null,null,null,207,8,4952,{"$f":"OFFSET(CIV!$D$1,IF($CA$1,BX4954,366-BX4954),BY4954)","v":517.9},{"$f":"IF(BZ4954=SUMIF(CIV!$AQ$51:$AQ$90,CB4953,CIV!$BK$51:$BK$90),CB4953+1,CB4953)","v":8},557,{"$f":"SUMIF(CIV!$AQ$51:$AQ$90,CB4954,CIV!$BJ$51:$BJ$90)","v":538.36764985185346}]
[null,null,null,null,null,null,null,null,null,null,null,null,null,null,null,null,null,null,null,null,null,null,null,null,null,null,null,null,null,null,null,null,null,null,null,null,null,null,null,null,null,null,null,null,null,null,null,null,null,null,null,null,null,null,null,null,null,null,null,null,null,null,null,null,null,null,null,null,null,null,null,null,null,null,null,208,1,4969,{"$f":"OFFSET(CIV!$D$1,IF($CA$1,BX4971,366-BX4971),BY4971)","v":578.29999999999995},{"$f":"IF(BZ4971=SUMIF(CIV!$AQ$51:$AQ$90,CB4970,CIV!$BK$51:$BK$90),CB4970+1,CB4970)","v":8},556.4,{"$f":"SUMIF(CIV!$AQ$51:$AQ$90,CB4971,CIV!$BJ$51:$BJ$90)","v":538.36764985185346}]
[null,null,null,null,null,null,null,null,null,null,null,null,null,null,null,null,null,null,null,null,null,null,null,null,null,null,null,null,null,null,null,null,null,null,null,null,null,null,null,null,null,null,null,null,null,null,null,null,null,null,null,null,null,null,null,null,null,null,null,null,null,null,null,null,null,null,null,null,null,null,null,null,null,null,null,208,13,4981,{"$f":"OFFSET(CIV!$D$1,IF($CA$1,BX4983,366-BX4983),BY4983)","v":437.3},{"$f":"IF(BZ4983=SUMIF(CIV!$AQ$51:$AQ$90,CB4982,CIV!$BK$51:$BK$90),CB4982+1,CB4982)","v":8},556.20000000000005,{"$f":"SUMIF(CIV!$AQ$51:$AQ$90,CB4983,CIV!$BJ$51:$BJ$90)","v":538.36764985185346}]
[null,null,null,null,null,null,null,null,null,null,null,null,null,null,null,null,null,null,null,null,null,null,null,null,null,null,null,null,null,null,null,null,null,null,null,null,null,null,null,null,null,null,null,null,null,null,null,null,null,null,null,null,null,null,null,null,null,null,null,null,null,null,null,null,null,null,null,null,null,null,null,null,null,null,null,209,12,5004,{"$f":"OFFSET(CIV!$D$1,IF($CA$1,BX5006,366-BX5006),BY5006)","v":376.9},{"$f":"IF(BZ5006=SUMIF(CIV!$AQ$51:$AQ$90,CB5005,CIV!$BK$51:$BK$90),CB5005+1,CB5005)","v":8},555.6,{"$f":"SUMIF(CIV!$AQ$51:$AQ$90,CB5006,CIV!$BJ$51:$BJ$90)","v":538.36764985185346}]
[null,null,null,null,null,null,null,null,null,null,null,null,null,null,null,null,null,null,null,null,null,null,null,null,null,null,null,null,null,null,null,null,null,null,null,null,null,null,null,null,null,null,null,null,null,null,null,null,null,null,null,null,null,null,null,null,null,null,null,null,null,null,null,null,null,null,null,null,null,null,null,null,null,null,null,210,5,5021,{"$f":"OFFSET(CIV!$D$1,IF($CA$1,BX5023,366-BX5023),BY5023)","v":500.8},{"$f":"IF(BZ5023=SUMIF(CIV!$AQ$51:$AQ$90,CB5022,CIV!$BK$51:$BK$90),CB5022+1,CB5022)","v":8},555.4,{"$f":"SUMIF(CIV!$AQ$51:$AQ$90,CB5023,CIV!$BJ$51:$BJ$90)","v":538.36764985185346}]
[null,null,null,null,null,null,null,null,null,null,null,null,null,null,null,null,null,null,null,null,null,null,null,null,null,null,null,null,null,null,null,null,null,null,null,null,null,null,null,null,null,null,null,null,null,null,null,null,null,null,null,null,null,null,null,null,null,null,null,null,null,null,null,null,null,null,null,null,null,null,null,null,null,null,null,210,15,5031,{"$f":"OFFSET(CIV!$D$1,IF($CA$1,BX5033,366-BX5033),BY5033)","v":544.6},{"$f":"IF(BZ5033=SUMIF(CIV!$AQ$51:$AQ$90,CB5032,CIV!$BK$51:$BK$90),CB5032+1,CB5032)","v":8},555.20000000000005,{"$f":"SUMIF(CIV!$AQ$51:$AQ$90,CB5033,CIV!$BJ$51:$BJ$90)","v":538.36764985185346}]
[null,null,null,null,null,null,null,null,null,null,null,null,null,null,null,null,null,null,null,null,null,null,null,null,null,null,null,null,null,null,null,null,null,null,null,null,null,null,null,null,null,null,null,null,null,null,null,null,null,null,null,null,null,null,null,null,null,null,null,null,null,null,null,null,null,null,null,null,null,null,null,null,null,null,null,210,24,5040,{"$f":"OFFSET(CIV!$D$1,IF($CA$1,BX5042,366-BX5042),BY5042)","v":574.4},{"$f":"IF(BZ5042=SUMIF(CIV!$AQ$51:$AQ$90,CB5041,CIV!$BK$51:$BK$90),CB5041+1,CB5041)","v":8},554.9,{"$f":"SUMIF(CIV!$AQ$51:$AQ$90,CB5042,CIV!$BJ$51:$BJ$90)","v":538.36764985185346}]
[null,null,null,null,null,null,null,null,null,null,null,null,null,null,null,null,null,null,null,null,null,null,null,null,null,null,null,null,null,null,null,null,null,null,null,null,null,null,null,null,null,null,null,null,null,null,null,null,null,null,null,null,null,null,null,null,null,null,null,null,null,null,null,null,null,null,null,null,null,null,null,null,null,null,null,{"$f":"ROUNDDOWN((BZ5059-1)/24,0)+1","v":211},17,5057,{"$f":"OFFSET(CIV!$D$1,IF($CA$1,BX5059,366-BX5059),BY5059)","v":517.4},{"$f":"IF(BZ5059=SUMIF(CIV!$AQ$51:$AQ$90,CB5058,CIV!$BK$51:$BK$90),CB5058+1,CB5058)","v":8},554.6,{"$f":"SUMIF(CIV!$AQ$51:$AQ$90,CB5059,CIV!$BJ$51:$BJ$90)","v":538.36764985185346}]
[null,null,null,null,null,null,null,null,null,null,null,null,null,null,null,null,null,null,null,null,null,null,null,null,null,null,null,null,null,null,null,null,null,null,null,null,null,null,null,null,null,null,null,null,null,null,null,null,null,null,null,null,null,null,null,null,null,null,null,null,null,null,null,null,null,null,null,null,null,null,null,null,null,null,null,212,10,5074,{"$f":"OFFSET(CIV!$D$1,IF($CA$1,BX5076,366-BX5076),BY5076)","v":528.1},{"$f":"IF(BZ5076=SUMIF(CIV!$AQ$51:$AQ$90,CB5075,CIV!$BK$51:$BK$90),CB5075+1,CB5075)","v":8},554.20000000000005,{"$f":"SUMIF(CIV!$AQ$51:$AQ$90,CB5076,CIV!$BJ$51:$BJ$90)","v":538.36764985185346}]
[null,null,null,null,null,null,null,null,null,null,null,null,null,null,null,null,null,null,null,null,null,null,null,null,null,null,null,null,null,null,null,null,null,null,null,null,null,null,null,null,null,null,null,null,null,null,null,null,null,null,null,null,null,null,null,null,null,null,null,null,null,null,null,null,null,null,null,null,null,null,null,null,null,null,null,213,9,5097,{"$f":"OFFSET(CIV!$D$1,IF($CA$1,BX5099,366-BX5099),BY5099)","v":523.4},{"$f":"IF(BZ5099=SUMIF(CIV!$AQ$51:$AQ$90,CB5098,CIV!$BK$51:$BK$90),CB5098+1,CB5098)","v":8},553.5,{"$f":"SUMIF(CIV!$AQ$51:$AQ$90,CB5099,CIV!$BJ$51:$BJ$90)","v":538.36764985185346}]
[null,null,null,null,null,null,null,null,null,null,null,null,null,null,null,null,null,null,null,null,null,null,null,null,null,null,null,null,null,null,null,null,null,null,null,null,null,null,null,null,null,null,null,null,null,null,null,null,null,null,null,null,null,null,null,null,null,null,null,null,null,null,null,null,null,null,null,null,null,null,null,null,null,null,null,213,21,5109,{"$f":"OFFSET(CIV!$D$1,IF($CA$1,BX5111,366-BX5111),BY5111)","v":684.3},{"$f":"IF(BZ5111=SUMIF(CIV!$AQ$51:$AQ$90,CB5110,CIV!$BK$51:$BK$90),CB5110+1,CB5110)","v":8},553.29999999999995,{"$f":"SUMIF(CIV!$AQ$51:$AQ$90,CB5111,CIV!$BJ$51:$BJ$90)","v":538.36764985185346}]
[null,null,null,null,null,null,null,null,null,null,null,null,null,null,null,null,null,null,null,null,null,null,null,null,null,null,null,null,null,null,null,null,null,null,null,null,null,null,null,null,null,null,null,null,null,null,null,null,null,null,null,null,null,null,null,null,null,null,null,null,null,null,null,null,null,null,null,null,null,null,null,null,null,null,null,214,14,5126,{"$f":"OFFSET(CIV!$D$1,IF($CA$1,BX5128,366-BX5128),BY5128)","v":512.70000000000005},{"$f":"IF(BZ5128=SUMIF(CIV!$AQ$51:$AQ$90,CB5127,CIV!$BK$51:$BK$90),CB5127+1,CB5127)","v":8},552.9,{"$f":"SUMIF(CIV!$AQ$51:$AQ$90,CB5128,CIV!$BJ$51:$BJ$90)","v":538.36764985185346}]
[null,null,null,null,null,null,null,null,null,null,null,null,null,null,null,null,null,null,null,null,null,null,null,null,null,null,null,null,null,null,null,null,null,null,null,null,null,null,null,null,null,null,null,null,null,null,null,null,null,null,null,null,null,null,null,null,null,null,null,null,null,null,null,null,null,null,null,null,null,null,null,null,null,null,null,215,7,5143,{"$f":"OFFSET(CIV!$D$1,IF($CA$1,BX5145,366-BX5145),BY5145)","v":462.5},{"$f":"IF(BZ5145=SUMIF(CIV!$AQ$51:$AQ$90,CB5144,CIV!$BK$51:$BK$90),CB5144+1,CB5144)","v":8},552.5,{"$f":"SUMIF(CIV!$AQ$51:$AQ$90,CB5145,CIV!$BJ$51:$BJ$90)","v":538.36764985185346}]
[null,null,null,null,null,null,null,null,null,null,null,null,null,null,null,null,null,null,null,null,null,null,null,null,null,null,null,null,null,null,null,null,null,null,null,null,null,null,null,null,null,null,null,null,null,null,null,null,null,null,null,null,null,null,null,null,null,null,null,null,null,null,null,null,null,null,null,null,null,null,null,null,null,null,null,216,4,5164,{"$f":"OFFSET(CIV!$D$1,IF($CA$1,BX5166,366-BX5166),BY5166)","v":497.6},{"$f":"IF(BZ5166=SUMIF(CIV!$AQ$51:$AQ$90,CB5165,CIV!$BK$51:$BK$90),CB5165+1,CB5165)","v":8},552,{"$f":"SUMIF(CIV!$AQ$51:$AQ$90,CB5166,CIV!$BJ$51:$BJ$90)","v":538.36764985185346}]
[null,null,null,null,null,null,null,null,null,null,null,null,null,null,null,null,null,null,null,null,null,null,null,null,null,null,null,null,null,null,null,null,null,null,null,null,null,null,null,null,null,null,null,null,null,null,null,null,null,null,null,null,null,null,null,null,null,null,null,null,null,null,null,null,null,null,null,null,null,null,null,null,null,null,null,216,18,5178,{"$f":"OFFSET(CIV!$D$1,IF($CA$1,BX5180,366-BX5180),BY5180)","v":384.9},{"$f":"IF(BZ5180=SUMIF(CIV!$AQ$51:$AQ$90,CB5179,CIV!$BK$51:$BK$90),CB5179+1,CB5179)","v":8},551.79999999999995,{"$f":"SUMIF(CIV!$AQ$51:$AQ$90,CB5180,CIV!$BJ$51:$BJ$90)","v":538.36764985185346}]
[null,null,null,null,null,null,null,null,null,null,null,null,null,null,null,null,null,null,null,null,null,null,null,null,null,null,null,null,null,null,null,null,null,null,null,null,null,null,null,null,null,null,null,null,null,null,null,null,null,null,null,null,null,null,null,null,null,null,null,null,null,null,null,null,null,null,null,null,null,null,null,null,null,null,null,217,11,5195,{"$f":"OFFSET(CIV!$D$1,IF($CA$1,BX5197,366-BX5197),BY5197)","v":531},{"$f":"IF(BZ5197=SUMIF(CIV!$AQ$51:$AQ$90,CB5196,CIV!$BK$51:$BK$90),CB5196+1,CB5196)","v":8},551.5,{"$f":"SUMIF(CIV!$AQ$51:$AQ$90,CB5197,CIV!$BJ$51:$BJ$90)","v":538.36764985185346}]
[null,null,null,null,null,null,null,null,null,null,null,null,null,null,null,null,null,null,null,null,null,null,null,null,null,null,null,null,null,null,null,null,null,null,null,null,null,null,null,null,null,null,null,null,null,null,null,null,null,null,null,null,null,null,null,null,null,null,null,null,null,null,null,null,null,null,null,null,null,null,null,null,null,null,null,218,6,5214,{"$f":"OFFSET(CIV!$D$1,IF($CA$1,BX5216,366-BX5216),BY5216)","v":544.6},{"$f":"IF(BZ5216=SUMIF(CIV!$AQ$51:$AQ$90,CB5215,CIV!$BK$51:$BK$90),CB5215+1,CB5215)","v":8},551,{"$f":"SUMIF(CIV!$AQ$51:$AQ$90,CB5216,CIV!$BJ$51:$BJ$90)","v":538.36764985185346}]
[null,null,null,null,null,null,null,null,null,null,null,null,null,null,null,null,null,null,null,null,null,null,null,null,null,null,null,null,null,null,null,null,null,null,null,null,null,null,null,null,null,null,null,null,null,null,null,null,null,null,null,null,null,null,null,null,null,null,null,null,null,null,null,null,null,null,null,null,null,null,null,null,null,null,null,218,22,5230,{"$f":"OFFSET(CIV!$D$1,IF($CA$1,BX5232,366-BX5232),BY5232)","v":690.3},{"$f":"IF(BZ5232=SUMIF(CIV!$AQ$51:$AQ$90,CB5231,CIV!$BK$51:$BK$90),CB5231+1,CB5231)","v":8},550.5,{"$f":"SUMIF(CIV!$AQ$51:$AQ$90,CB5232,CIV!$BJ$51:$BJ$90)","v":538.36764985185346}]
[null,null,null,null,null,null,null,null,null,null,null,null,null,null,null,null,null,null,null,null,null,null,null,null,null,null,null,null,null,null,null,null,null,null,null,null,null,null,null,null,null,null,null,null,null,null,null,null,null,null,null,null,null,null,null,null,null,null,null,null,null,null,null,null,null,null,null,null,null,null,null,null,null,null,null,219,15,5247,{"$f":"OFFSET(CIV!$D$1,IF($CA$1,BX5249,366-BX5249),BY5249)","v":514.5},{"$f":"IF(BZ5249=SUMIF(CIV!$AQ$51:$AQ$90,CB5248,CIV!$BK$51:$BK$90),CB5248+1,CB5248)","v":8},550.1,{"$f":"SUMIF(CIV!$AQ$51:$AQ$90,CB5249,CIV!$BJ$51:$BJ$90)","v":538.36764985185346}]
[null,null,null,null,null,null,null,null,null,null,null,null,null,null,null,null,null,null,null,null,null,null,null,null,null,null,null,null,null,null,null,null,null,null,null,null,null,null,null,null,null,null,null,null,null,null,null,null,null,null,null,null,null,null,null,null,null,null,null,null,null,null,null,null,null,null,null,null,null,null,null,null,null,null,null,220,8,5264,{"$f":"OFFSET(CIV!$D$1,IF($CA$1,BX5266,366-BX5266),BY5266)","v":385.8},{"$f":"IF(BZ5266=SUMIF(CIV!$AQ$51:$AQ$90,CB5265,CIV!$BK$51:$BK$90),CB5265+1,CB5265)","v":8},549.70000000000005,{"$f":"SUMIF(CIV!$AQ$51:$AQ$90,CB5266,CIV!$BJ$51:$BJ$90)","v":538.36764985185346}]
[null,null,null,null,null,null,null,null,null,null,null,null,null,null,null,null,null,null,null,null,null,null,null,null,null,null,null,null,null,null,null,null,null,null,null,null,null,null,null,null,null,null,null,null,null,null,null,null,null,null,null,null,null,null,null,null,null,null,null,null,null,null,null,null,null,null,null,null,null,null,null,null,null,null,null,220,24,5280,{"$f":"OFFSET(CIV!$D$1,IF($CA$1,BX5282,366-BX5282),BY5282)","v":557},{"$f":"IF(BZ5282=SUMIF(CIV!$AQ$51:$AQ$90,CB5281,CIV!$BK$51:$BK$90),CB5281+1,CB5281)","v":8},549.20000000000005,{"$f":"SUMIF(CIV!$AQ$51:$AQ$90,CB5282,CIV!$BJ$51:$BJ$90)","v":538.36764985185346}]
[null,null,null,null,null,null,null,null,null,null,null,null,null,null,null,null,null,null,null,null,null,null,null,null,null,null,null,null,null,null,null,null,null,null,null,null,null,null,null,null,null,null,null,null,null,null,null,null,null,null,null,null,null,null,null,null,null,null,null,null,null,null,null,null,null,null,null,null,null,null,null,null,null,null,null,221,19,5299,{"$f":"OFFSET(CIV!$D$1,IF($CA$1,BX5301,366-BX5301),BY5301)","v":661.5},{"$f":"IF(BZ5301=SUMIF(CIV!$AQ$51:$AQ$90,CB5300,CIV!$BK$51:$BK$90),CB5300+1,CB5300)","v":8},548.70000000000005,{"$f":"SUMIF(CIV!$AQ$51:$AQ$90,CB5301,CIV!$BJ$51:$BJ$90)","v":538.36764985185346}]
[null,null,null,null,null,null,null,null,null,null,null,null,null,null,null,null,null,null,null,null,null,null,null,null,null,null,null,null,null,null,null,null,null,null,null,null,null,null,null,null,null,null,null,null,null,null,null,null,null,null,null,null,null,null,null,null,null,null,null,null,null,null,null,null,null,null,null,null,null,null,null,null,null,null,null,221,20,5300,{"$f":"OFFSET(CIV!$D$1,IF($CA$1,BX5302,366-BX5302),BY5302)","v":677.6},{"$f":"IF(BZ5302=SUMIF(CIV!$AQ$51:$AQ$90,CB5301,CIV!$BK$51:$BK$90),CB5301+1,CB5301)","v":8},548.70000000000005,{"$f":"SUMIF(CIV!$AQ$51:$AQ$90,CB5302,CIV!$BJ$51:$BJ$90)","v":538.36764985185346}]
[null,null,null,null,null,null,null,null,null,null,null,null,null,null,null,null,null,null,null,null,null,null,null,null,null,null,null,null,null,null,null,null,null,null,null,null,null,null,null,null,null,null,null,null,null,null,null,null,null,null,null,null,null,null,null,null,null,null,null,null,null,null,null,null,null,null,null,null,null,null,null,null,null,null,null,222,13,5317,{"$f":"OFFSET(CIV!$D$1,IF($CA$1,BX5319,366-BX5319),BY5319)","v":431.5},{"$f":"IF(BZ5319=SUMIF(CIV!$AQ$51:$AQ$90,CB5318,CIV!$BK$51:$BK$90),CB5318+1,CB5318)","v":8},548.4,{"$f":"SUMIF(CIV!$AQ$51:$AQ$90,CB5319,CIV!$BJ$51:$BJ$90)","v":538.36764985185346}]
[null,null,null,null,null,null,null,null,null,null,null,null,null,null,null,null,null,null,null,null,null,null,null,null,null,null,null,null,null,null,null,null,null,null,null,null,null,null,null,null,null,null,null,null,null,null,null,null,null,null,null,null,null,null,null,null,null,null,null,null,null,null,null,null,null,null,null,null,null,null,null,null,null,null,null,223,19,5347,{"$f":"OFFSET(CIV!$D$1,IF($CA$1,BX5349,366-BX5349),BY5349)","v":598.9},{"$f":"IF(BZ5349=SUMIF(CIV!$AQ$51:$AQ$90,CB5348,CIV!$BK$51:$BK$90),CB5348+1,CB5348)","v":8},547.6,{"$f":"SUMIF(CIV!$AQ$51:$AQ$90,CB5349,CIV!$BJ$51:$BJ$90)","v":538.36764985185346}]
[null,null,null,null,null,null,null,null,null,null,null,null,null,null,null,null,null,null,null,null,null,null,null,null,null,null,null,null,null,null,null,null,null,null,null,null,null,null,null,null,null,null,null,null,null,null,null,null,null,null,null,null,null,null,null,null,null,null,null,null,null,null,null,null,null,null,null,null,null,null,null,null,null,null,null,223,24,5352,{"$f":"OFFSET(CIV!$D$1,IF($CA$1,BX5354,366-BX5354),BY5354)","v":540.5},{"$f":"IF(BZ5354=SUMIF(CIV!$AQ$51:$AQ$90,CB5353,CIV!$BK$51:$BK$90),CB5353+1,CB5353)","v":8},547.29999999999995,{"$f":"SUMIF(CIV!$AQ$51:$AQ$90,CB5354,CIV!$BJ$51:$BJ$90)","v":538.36764985185346}]
[null,null,null,null,null,null,null,null,null,null,null,null,null,null,null,null,null,null,null,null,null,null,null,null,null,null,null,null,null,null,null,null,null,null,null,null,null,null,null,null,null,null,null,null,null,null,null,null,null,null,null,null,null,null,null,null,null,null,null,null,null,null,null,null,null,null,null,null,null,null,null,null,null,null,null,224,17,5369,{"$f":"OFFSET(CIV!$D$1,IF($CA$1,BX5371,366-BX5371),BY5371)","v":525.4},{"$f":"IF(BZ5371=SUMIF(CIV!$AQ$51:$AQ$90,CB5370,CIV!$BK$51:$BK$90),CB5370+1,CB5370)","v":8},546.79999999999995,{"$f":"SUMIF(CIV!$AQ$51:$AQ$90,CB5371,CIV!$BJ$51:$BJ$90)","v":538.36764985185346}]
[null,null,null,null,null,null,null,null,null,null,null,null,null,null,null,null,null,null,null,null,null,null,null,null,null,null,null,null,null,null,null,null,null,null,null,null,null,null,null,null,null,null,null,null,null,null,null,null,null,null,null,null,null,null,null,null,null,null,null,null,null,null,null,null,null,null,null,null,null,null,null,null,null,null,null,225,21,5397,{"$f":"OFFSET(CIV!$D$1,IF($CA$1,BX5399,366-BX5399),BY5399)","v":694.1},{"$f":"IF(BZ5399=SUMIF(CIV!$AQ$51:$AQ$90,CB5398,CIV!$BK$51:$BK$90),CB5398+1,CB5398)","v":8},546.4,{"$f":"SUMIF(CIV!$AQ$51:$AQ$90,CB5399,CIV!$BJ$51:$BJ$90)","v":538.36764985185346}]
[null,null,null,null,null,null,null,null,null,null,null,null,null,null,null,null,null,null,null,null,null,null,null,null,null,null,null,null,null,null,null,null,null,null,null,null,null,null,null,null,null,null,null,null,null,null,null,null,null,null,null,null,null,null,null,null,null,null,null,null,null,null,null,null,null,null,null,null,null,null,null,null,null,null,null,226,4,5404,{"$f":"OFFSET(CIV!$D$1,IF($CA$1,BX5406,366-BX5406),BY5406)","v":533.79999999999995},{"$f":"IF(BZ5406=SUMIF(CIV!$AQ$51:$AQ$90,CB5405,CIV!$BK$51:$BK$90),CB5405+1,CB5405)","v":8},546.20000000000005,{"$f":"SUMIF(CIV!$AQ$51:$AQ$90,CB5406,CIV!$BJ$51:$BJ$90)","v":538.36764985185346}]
[null,null,null,null,null,null,null,null,null,null,null,null,null,null,null,null,null,null,null,null,null,null,null,null,null,null,null,null,null,null,null,null,null,null,null,null,null,null,null,null,null,null,null,null,null,null,null,null,null,null,null,null,null,null,null,null,null,null,null,null,null,null,null,null,null,null,null,null,null,null,null,null,null,null,null,226,21,5421,{"$f":"OFFSET(CIV!$D$1,IF($CA$1,BX5423,366-BX5423),BY5423)","v":696.4},{"$f":"IF(BZ5423=SUMIF(CIV!$AQ$51:$AQ$90,CB5422,CIV!$BK$51:$BK$90),CB5422+1,CB5422)","v":8},545.79999999999995,{"$f":"SUMIF(CIV!$AQ$51:$AQ$90,CB5423,CIV!$BJ$51:$BJ$90)","v":538.36764985185346}]
[null,null,null,null,null,null,null,null,null,null,null,null,null,null,null,null,null,null,null,null,null,null,null,null,null,null,null,null,null,null,null,null,null,null,null,null,null,null,null,null,null,null,null,null,null,null,null,null,null,null,null,null,null,null,null,null,null,null,null,null,null,null,null,null,null,null,null,null,null,null,null,null,null,null,null,227,14,5438,{"$f":"OFFSET(CIV!$D$1,IF($CA$1,BX5440,366-BX5440),BY5440)","v":516.70000000000005},{"$f":"IF(BZ5440=SUMIF(CIV!$AQ$51:$AQ$90,CB5439,CIV!$BK$51:$BK$90),CB5439+1,CB5439)","v":8},545.5,{"$f":"SUMIF(CIV!$AQ$51:$AQ$90,CB5440,CIV!$BJ$51:$BJ$90)","v":538.36764985185346}]
[null,null,null,null,null,null,null,null,null,null,null,null,null,null,null,null,null,null,null,null,null,null,null,null,null,null,null,null,null,null,null,null,null,null,null,null,null,null,null,null,null,null,null,null,null,null,null,null,null,null,null,null,null,null,null,null,null,null,null,null,null,null,null,null,null,null,null,null,null,null,null,null,null,null,null,227,23,5447,{"$f":"OFFSET(CIV!$D$1,IF($CA$1,BX5449,366-BX5449),BY5449)","v":629},{"$f":"IF(BZ5449=SUMIF(CIV!$AQ$51:$AQ$90,CB5448,CIV!$BK$51:$BK$90),CB5448+1,CB5448)","v":8},545.29999999999995,{"$f":"SUMIF(CIV!$AQ$51:$AQ$90,CB5449,CIV!$BJ$51:$BJ$90)","v":538.36764985185346}]
[null,null,null,null,null,null,null,null,null,null,null,null,null,null,null,null,null,null,null,null,null,null,null,null,null,null,null,null,null,null,null,null,null,null,null,null,null,null,null,null,null,null,null,null,null,null,null,null,null,null,null,null,null,null,null,null,null,null,null,null,null,null,null,null,null,null,null,null,null,null,null,null,null,null,null,229,1,5473,{"$f":"OFFSET(CIV!$D$1,IF($CA$1,BX5475,366-BX5475),BY5475)","v":531.70000000000005},{"$f":"IF(BZ5475=SUMIF(CIV!$AQ$51:$AQ$90,CB5474,CIV!$BK$51:$BK$90),CB5474+1,CB5474)","v":8},544.6,{"$f":"SUMIF(CIV!$AQ$51:$AQ$90,CB5475,CIV!$BJ$51:$BJ$90)","v":538.36764985185346}]
[null,null,null,null,null,null,null,null,null,null,null,null,null,null,null,null,null,null,null,null,null,null,null,null,null,null,null,null,null,null,null,null,null,null,null,null,null,null,null,null,null,null,null,null,null,null,null,null,null,null,null,null,null,null,null,null,null,null,null,null,null,null,null,null,null,null,null,null,null,null,null,null,null,null,null,229,18,5490,{"$f":"OFFSET(CIV!$D$1,IF($CA$1,BX5492,366-BX5492),BY5492)","v":444.1},{"$f":"IF(BZ5492=SUMIF(CIV!$AQ$51:$AQ$90,CB5491,CIV!$BK$51:$BK$90),CB5491+1,CB5491)","v":8},544.29999999999995,{"$f":"SUMIF(CIV!$AQ$51:$AQ$90,CB5492,CIV!$BJ$51:$BJ$90)","v":538.36764985185346}]
[null,null,null,null,null,null,null,null,null,null,null,null,null,null,null,null,null,null,null,null,null,null,null,null,null,null,null,null,null,null,null,null,null,null,null,null,null,null,null,null,null,null,null,null,null,null,null,null,null,null,null,null,null,null,null,null,null,null,null,null,null,null,null,null,null,null,null,null,null,null,null,null,null,null,null,230,1,5497,{"$f":"OFFSET(CIV!$D$1,IF($CA$1,BX5499,366-BX5499),BY5499)","v":505.1},{"$f":"IF(BZ5499=SUMIF(CIV!$AQ$51:$AQ$90,CB5498,CIV!$BK$51:$BK$90),CB5498+1,CB5498)","v":8},544.1,{"$f":"SUMIF(CIV!$AQ$51:$AQ$90,CB5499,CIV!$BJ$51:$BJ$90)","v":538.36764985185346}]
[null,null,null,null,null,null,null,null,null,null,null,null,null,null,null,null,null,null,null,null,null,null,null,null,null,null,null,null,null,null,null,null,null,null,null,null,null,null,null,null,null,null,null,null,null,null,null,null,null,null,null,null,null,null,null,null,null,null,null,null,null,null,null,null,null,null,null,null,null,null,null,null,null,null,null,231,5,5525,{"$f":"OFFSET(CIV!$D$1,IF($CA$1,BX5527,366-BX5527),BY5527)","v":471},{"$f":"IF(BZ5527=SUMIF(CIV!$AQ$51:$AQ$90,CB5526,CIV!$BK$51:$BK$90),CB5526+1,CB5526)","v":8},543.5,{"$f":"SUMIF(CIV!$AQ$51:$AQ$90,CB5527,CIV!$BJ$51:$BJ$90)","v":538.36764985185346}]
[null,null,null,null,null,null,null,null,null,null,null,null,null,null,null,null,null,null,null,null,null,null,null,null,null,null,null,null,null,null,null,null,null,null,null,null,null,null,null,null,null,null,null,null,null,null,null,null,null,null,null,null,null,null,null,null,null,null,null,null,null,null,null,null,null,null,null,null,null,null,null,null,null,null,null,231,22,5542,{"$f":"OFFSET(CIV!$D$1,IF($CA$1,BX5544,366-BX5544),BY5544)","v":658.4},{"$f":"IF(BZ5544=SUMIF(CIV!$AQ$51:$AQ$90,CB5543,CIV!$BK$51:$BK$90),CB5543+1,CB5543)","v":8},542.9,{"$f":"SUMIF(CIV!$AQ$51:$AQ$90,CB5544,CIV!$BJ$51:$BJ$90)","v":538.36764985185346}]
[null,null,null,null,null,null,null,null,null,null,null,null,null,null,null,null,null,null,null,null,null,null,null,null,null,null,null,null,null,null,null,null,null,null,null,null,null,null,null,null,null,null,null,null,null,null,null,null,null,null,null,null,null,null,null,null,null,null,null,null,null,null,null,null,null,null,null,null,null,null,null,null,null,null,null,232,15,5559,{"$f":"OFFSET(CIV!$D$1,IF($CA$1,BX5561,366-BX5561),BY5561)","v":538.70000000000005},{"$f":"IF(BZ5561=SUMIF(CIV!$AQ$51:$AQ$90,CB5560,CIV!$BK$51:$BK$90),CB5560+1,CB5560)","v":8},542.70000000000005,{"$f":"SUMIF(CIV!$AQ$51:$AQ$90,CB5561,CIV!$BJ$51:$BJ$90)","v":538.36764985185346}]
[null,null,null,null,null,null,null,null,null,null,null,null,null,null,null,null,null,null,null,null,null,null,null,null,null,null,null,null,null,null,null,null,null,null,null,null,null,null,null,null,null,null,null,null,null,null,null,null,null,null,null,null,null,null,null,null,null,null,null,null,null,null,null,null,null,null,null,null,null,null,null,null,null,null,null,232,19,5563,{"$f":"OFFSET(CIV!$D$1,IF($CA$1,BX5565,366-BX5565),BY5565)","v":672.9},{"$f":"IF(BZ5565=SUMIF(CIV!$AQ$51:$AQ$90,CB5564,CIV!$BK$51:$BK$90),CB5564+1,CB5564)","v":8},542.6,{"$f":"SUMIF(CIV!$AQ$51:$AQ$90,CB5565,CIV!$BJ$51:$BJ$90)","v":538.36764985185346}]
[null,null,null,null,null,null,null,null,null,null,null,null,null,null,null,null,null,null,null,null,null,null,null,null,null,null,null,null,null,null,null,null,null,null,null,null,null,null,null,null,null,null,null,null,null,null,null,null,null,null,null,null,null,null,null,null,null,null,null,null,null,null,null,null,null,null,null,null,null,null,null,null,null,null,null,233,10,5578,{"$f":"OFFSET(CIV!$D$1,IF($CA$1,BX5580,366-BX5580),BY5580)","v":515.29999999999995},{"$f":"IF(BZ5580=SUMIF(CIV!$AQ$51:$AQ$90,CB5579,CIV!$BK$51:$BK$90),CB5579+1,CB5579)","v":8},542.20000000000005,{"$f":"SUMIF(CIV!$AQ$51:$AQ$90,CB5580,CIV!$BJ$51:$BJ$90)","v":538.36764985185346}]
[null,null,null,null,null,null,null,null,null,null,null,null,null,null,null,null,null,null,null,null,null,null,null,null,null,null,null,null,null,null,null,null,null,null,null,null,null,null,null,null,null,null,null,null,null,null,null,null,null,null,null,null,null,null,null,null,null,null,null,null,null,null,null,null,null,null,null,null,null,null,null,null,null,null,null,234,3,5595,{"$f":"OFFSET(CIV!$D$1,IF($CA$1,BX5597,366-BX5597),BY5597)","v":526.79999999999995},{"$f":"IF(BZ5597=SUMIF(CIV!$AQ$51:$AQ$90,CB5596,CIV!$BK$51:$BK$90),CB5596+1,CB5596)","v":8},541.70000000000005,{"$f":"SUMIF(CIV!$AQ$51:$AQ$90,CB5597,CIV!$BJ$51:$BJ$90)","v":538.36764985185346}]
[null,null,null,null,null,null,null,null,null,null,null,null,null,null,null,null,null,null,null,null,null,null,null,null,null,null,null,null,null,null,null,null,null,null,null,null,null,null,null,null,null,null,null,null,null,null,null,null,null,null,null,null,null,null,null,null,null,null,null,null,null,null,null,null,null,null,null,null,null,null,null,null,null,null,null,234,20,5612,{"$f":"OFFSET(CIV!$D$1,IF($CA$1,BX5614,366-BX5614),BY5614)","v":703.2},{"$f":"IF(BZ5614=SUMIF(CIV!$AQ$51:$AQ$90,CB5613,CIV!$BK$51:$BK$90),CB5613+1,CB5613)","v":8},541.29999999999995,{"$f":"SUMIF(CIV!$AQ$51:$AQ$90,CB5614,CIV!$BJ$51:$BJ$90)","v":538.36764985185346}]
[null,null,null,null,null,null,null,null,null,null,null,null,null,null,null,null,null,null,null,null,null,null,null,null,null,null,null,null,null,null,null,null,null,null,null,null,null,null,null,null,null,null,null,null,null,null,null,null,null,null,null,null,null,null,null,null,null,null,null,null,null,null,null,null,null,null,null,null,null,null,null,null,null,null,null,235,14,5630,{"$f":"OFFSET(CIV!$D$1,IF($CA$1,BX5632,366-BX5632),BY5632)","v":506.7},{"$f":"IF(BZ5632=SUMIF(CIV!$AQ$51:$AQ$90,CB5631,CIV!$BK$51:$BK$90),CB5631+1,CB5631)","v":8},540.70000000000005,{"$f":"SUMIF(CIV!$AQ$51:$AQ$90,CB5632,CIV!$BJ$51:$BJ$90)","v":538.36764985185346}]
[null,null,null,null,null,null,null,null,null,null,null,null,null,null,null,null,null,null,null,null,null,null,null,null,null,null,null,null,null,null,null,null,null,null,null,null,null,null,null,null,null,null,null,null,null,null,null,null,null,null,null,null,null,null,null,null,null,null,null,null,null,null,null,null,null,null,null,null,null,null,null,null,null,null,null,236,7,5647,{"$f":"OFFSET(CIV!$D$1,IF($CA$1,BX5649,366-BX5649),BY5649)","v":454.5},{"$f":"IF(BZ5649=SUMIF(CIV!$AQ$51:$AQ$90,CB5648,CIV!$BK$51:$BK$90),CB5648+1,CB5648)","v":8},540.29999999999995,{"$f":"SUMIF(CIV!$AQ$51:$AQ$90,CB5649,CIV!$BJ$51:$BJ$90)","v":538.36764985185346}]
[null,null,null,null,null,null,null,null,null,null,null,null,null,null,null,null,null,null,null,null,null,null,null,null,null,null,null,null,null,null,null,null,null,null,null,null,null,null,null,null,null,null,null,null,null,null,null,null,null,null,null,null,null,null,null,null,null,null,null,null,null,null,null,null,null,null,null,null,null,null,null,null,null,null,null,236,24,5664,{"$f":"OFFSET(CIV!$D$1,IF($CA$1,BX5666,366-BX5666),BY5666)","v":558.79999999999995},{"$f":"IF(BZ5666=SUMIF(CIV!$AQ$51:$AQ$90,CB5665,CIV!$BK$51:$BK$90),CB5665+1,CB5665)","v":8},540,{"$f":"SUMIF(CIV!$AQ$51:$AQ$90,CB5666,CIV!$BJ$51:$BJ$90)","v":538.36764985185346}]
[null,null,null,null,null,null,null,null,null,null,null,null,null,null,null,null,null,null,null,null,null,null,null,null,null,null,null,null,null,null,null,null,null,null,null,null,null,null,null,null,null,null,null,null,null,null,null,null,null,null,null,null,null,null,null,null,null,null,null,null,null,null,null,null,null,null,null,null,null,null,null,null,null,null,null,237,16,5680,{"$f":"OFFSET(CIV!$D$1,IF($CA$1,BX5682,366-BX5682),BY5682)","v":385.4},{"$f":"IF(BZ5682=SUMIF(CIV!$AQ$51:$AQ$90,CB5681,CIV!$BK$51:$BK$90),CB5681+1,CB5681)","v":8},539.5,{"$f":"SUMIF(CIV!$AQ$51:$AQ$90,CB5682,CIV!$BJ$51:$BJ$90)","v":538.36764985185346}]
[null,null,null,null,null,null,null,null,null,null,null,null,null,null,null,null,null,null,null,null,null,null,null,null,null,null,null,null,null,null,null,null,null,null,null,null,null,null,null,null,null,null,null,null,null,null,null,null,null,null,null,null,null,null,null,null,null,null,null,null,null,null,null,null,null,null,null,null,null,null,null,null,null,null,null,238,11,5699,{"$f":"OFFSET(CIV!$D$1,IF($CA$1,BX5701,366-BX5701),BY5701)","v":536},{"$f":"IF(BZ5701=SUMIF(CIV!$AQ$51:$AQ$90,CB5700,CIV!$BK$51:$BK$90),CB5700+1,CB5700)","v":8},539.1,{"$f":"SUMIF(CIV!$AQ$51:$AQ$90,CB5701,CIV!$BJ$51:$BJ$90)","v":538.36764985185346}]
[null,null,null,null,null,null,null,null,null,null,null,null,null,null,null,null,null,null,null,null,null,null,null,null,null,null,null,null,null,null,null,null,null,null,null,null,null,null,null,null,null,null,null,null,null,null,null,null,null,null,null,null,null,null,null,null,null,null,null,null,null,null,null,null,null,null,null,null,null,null,null,null,null,null,null,239,4,5716,{"$f":"OFFSET(CIV!$D$1,IF($CA$1,BX5718,366-BX5718),BY5718)","v":547},{"$f":"IF(BZ5718=SUMIF(CIV!$AQ$51:$AQ$90,CB5717,CIV!$BK$51:$BK$90),CB5717+1,CB5717)","v":8},538.70000000000005,{"$f":"SUMIF(CIV!$AQ$51:$AQ$90,CB5718,CIV!$BJ$51:$BJ$90)","v":538.36764985185346}]
[null,null,null,null,null,null,null,null,null,null,null,null,null,null,null,null,null,null,null,null,null,null,null,null,null,null,null,null,null,null,null,null,null,null,null,null,null,null,null,null,null,null,null,null,null,null,null,null,null,null,null,null,null,null,null,null,null,null,null,null,null,null,null,null,null,null,null,null,null,null,null,null,null,null,null,239,21,5733,{"$f":"OFFSET(CIV!$D$1,IF($CA$1,BX5735,366-BX5735),BY5735)","v":694.6},{"$f":"IF(BZ5735=SUMIF(CIV!$AQ$51:$AQ$90,CB5734,CIV!$BK$51:$BK$90),CB5734+1,CB5734)","v":8},538.1,{"$f":"SUMIF(CIV!$AQ$51:$AQ$90,CB5735,CIV!$BJ$51:$BJ$90)","v":538.36764985185346}]
[null,null,null,null,null,null,null,null,null,null,null,null,null,null,null,null,null,null,null,null,null,null,null,null,null,null,null,null,null,null,null,null,null,null,null,null,null,null,null,null,null,null,null,null,null,null,null,null,null,null,null,null,null,null,null,null,null,null,null,null,null,null,null,null,null,null,null,null,null,null,null,null,null,null,null,240,10,5746,{"$f":"OFFSET(CIV!$D$1,IF($CA$1,BX5748,366-BX5748),BY5748)","v":518.70000000000005},{"$f":"IF(BZ5748=SUMIF(CIV!$AQ$51:$AQ$90,CB5747,CIV!$BK$51:$BK$90),CB5747+1,CB5747)","v":8},537.9,{"$f":"SUMIF(CIV!$AQ$51:$AQ$90,CB5748,CIV!$BJ$51:$BJ$90)","v":538.36764985185346}]
[null,null,null,null,null,null,null,null,null,null,null,null,null,null,null,null,null,null,null,null,null,null,null,null,null,null,null,null,null,null,null,null,null,null,null,null,null,null,null,null,null,null,null,null,null,null,null,null,null,null,null,null,null,null,null,null,null,null,null,null,null,null,null,null,null,null,null,null,null,null,null,null,null,null,null,241,8,5768,{"$f":"OFFSET(CIV!$D$1,IF($CA$1,BX5770,366-BX5770),BY5770)","v":504.6},{"$f":"IF(BZ5770=SUMIF(CIV!$AQ$51:$AQ$90,CB5769,CIV!$BK$51:$BK$90),CB5769+1,CB5769)","v":8},537.5,{"$f":"SUMIF(CIV!$AQ$51:$AQ$90,CB5770,CIV!$BJ$51:$BJ$90)","v":538.36764985185346}]
[null,null,null,null,null,null,null,null,null,null,null,null,null,null,null,null,null,null,null,null,null,null,null,null,null,null,null,null,null,null,null,null,null,null,null,null,null,null,null,null,null,null,null,null,null,null,null,null,null,null,null,null,null,null,null,null,null,null,null,null,null,null,null,null,null,null,null,null,null,null,null,null,null,null,null,242,{"$f":"BY5763","v":1},5785,{"$f":"OFFSET(CIV!$D$1,IF($CA$1,BX5787,366-BX5787),BY5787)","v":561.6},{"$f":"IF(BZ5787=SUMIF(CIV!$AQ$51:$AQ$90,CB5786,CIV!$BK$51:$BK$90),CB5786+1,CB5786)","v":9},537.20000000000005,{"$f":"SUMIF(CIV!$AQ$51:$AQ$90,CB5787,CIV!$BJ$51:$BJ$90)","v":532.69631076974679}]
[null,null,null,null,null,null,null,null,null,null,null,null,null,null,null,null,null,null,null,null,null,null,null,null,null,null,null,null,null,null,null,null,null,null,null,null,null,null,null,null,null,null,null,null,null,null,null,null,null,null,null,null,null,null,null,null,null,null,null,null,null,null,null,null,null,null,null,null,null,null,null,null,null,null,null,242,18,5802,{"$f":"OFFSET(CIV!$D$1,IF($CA$1,BX5804,366-BX5804),BY5804)","v":507},{"$f":"IF(BZ5804=SUMIF(CIV!$AQ$51:$AQ$90,CB5803,CIV!$BK$51:$BK$90),CB5803+1,CB5803)","v":9},537,{"$f":"SUMIF(CIV!$AQ$51:$AQ$90,CB5804,CIV!$BJ$51:$BJ$90)","v":532.69631076974679}]
[null,null,null,null,null,null,null,null,null,null,null,null,null,null,null,null,null,null,null,null,null,null,null,null,null,null,null,null,null,null,null,null,null,null,null,null,null,null,null,null,null,null,null,null,null,null,null,null,null,null,null,null,null,null,null,null,null,null,null,null,null,null,null,null,null,null,null,null,null,null,null,null,null,null,null,243,5,5813,{"$f":"OFFSET(CIV!$D$1,IF($CA$1,BX5815,366-BX5815),BY5815)","v":501.6},{"$f":"IF(BZ5815=SUMIF(CIV!$AQ$51:$AQ$90,CB5814,CIV!$BK$51:$BK$90),CB5814+1,CB5814)","v":9},536.70000000000005,{"$f":"SUMIF(CIV!$AQ$51:$AQ$90,CB5815,CIV!$BJ$51:$BJ$90)","v":532.69631076974679}]
[null,null,null,null,null,null,null,null,null,null,null,null,null,null,null,null,null,null,null,null,null,null,null,null,null,null,null,null,null,null,null,null,null,null,null,null,null,null,null,null,null,null,null,null,null,null,null,null,null,null,null,null,null,null,null,null,null,null,null,null,null,null,null,null,null,null,null,null,null,null,null,null,null,null,null,243,13,5821,{"$f":"OFFSET(CIV!$D$1,IF($CA$1,BX5823,366-BX5823),BY5823)","v":429.8},{"$f":"IF(BZ5823=SUMIF(CIV!$AQ$51:$AQ$90,CB5822,CIV!$BK$51:$BK$90),CB5822+1,CB5822)","v":9},536.4,{"$f":"SUMIF(CIV!$AQ$51:$AQ$90,CB5823,CIV!$BJ$51:$BJ$90)","v":532.69631076974679}]
[null,null,null,null,null,null,null,null,null,null,null,null,null,null,null,null,null,null,null,null,null,null,null,null,null,null,null,null,null,null,null,null,null,null,null,null,null,null,null,null,null,null,null,null,null,null,null,null,null,null,null,null,null,null,null,null,null,null,null,null,null,null,null,null,null,null,null,null,null,null,null,null,null,null,null,244,6,5838,{"$f":"OFFSET(CIV!$D$1,IF($CA$1,BX5840,366-BX5840),BY5840)","v":492.7},{"$f":"IF(BZ5840=SUMIF(CIV!$AQ$51:$AQ$90,CB5839,CIV!$BK$51:$BK$90),CB5839+1,CB5839)","v":9},536,{"$f":"SUMIF(CIV!$AQ$51:$AQ$90,CB5840,CIV!$BJ$51:$BJ$90)","v":532.69631076974679}]
[null,null,null,null,null,null,null,null,null,null,null,null,null,null,null,null,null,null,null,null,null,null,null,null,null,null,null,null,null,null,null,null,null,null,null,null,null,null,null,null,null,null,null,null,null,null,null,null,null,null,null,null,null,null,null,null,null,null,null,null,null,null,null,null,null,null,null,null,null,null,null,null,null,null,null,245,7,5863,{"$f":"OFFSET(CIV!$D$1,IF($CA$1,BX5865,366-BX5865),BY5865)","v":454.8},{"$f":"IF(BZ5865=SUMIF(CIV!$AQ$51:$AQ$90,CB5864,CIV!$BK$51:$BK$90),CB5864+1,CB5864)","v":9},535.29999999999995,{"$f":"SUMIF(CIV!$AQ$51:$AQ$90,CB5865,CIV!$BJ$51:$BJ$90)","v":532.69631076974679}]
[null,null,null,null,null,null,null,null,null,null,null,null,null,null,null,null,null,null,null,null,null,null,null,null,null,null,null,null,null,null,null,null,null,null,null,null,null,null,null,null,null,null,null,null,null,null,null,null,null,null,null,null,null,null,null,null,null,null,null,null,null,null,null,null,null,null,null,null,null,null,null,null,null,null,null,245,17,5873,{"$f":"OFFSET(CIV!$D$1,IF($CA$1,BX5875,366-BX5875),BY5875)","v":498.8},{"$f":"IF(BZ5875=SUMIF(CIV!$AQ$51:$AQ$90,CB5874,CIV!$BK$51:$BK$90),CB5874+1,CB5874)","v":9},535.1,{"$f":"SUMIF(CIV!$AQ$51:$AQ$90,CB5875,CIV!$BJ$51:$BJ$90)","v":532.69631076974679}]
[null,null,null,null,null,null,null,null,null,null,null,null,null,null,null,null,null,null,null,null,null,null,null,null,null,null,null,null,null,null,null,null,null,null,null,null,null,null,null,null,null,null,null,null,null,null,null,null,null,null,null,null,null,null,null,null,null,null,null,null,null,null,null,null,null,null,null,null,null,null,null,null,null,null,null,246,10,{"$f":"BZ5891+1","v":5890},{"$f":"OFFSET(CIV!$D$1,IF($CA$1,BX5892,366-BX5892),BY5892)","v":510.8},{"$f":"IF(BZ5892=SUMIF(CIV!$AQ$51:$AQ$90,CB5891,CIV!$BK$51:$BK$90),CB5891+1,CB5891)","v":9},534.79999999999995,{"$f":"SUMIF(CIV!$AQ$51:$AQ$90,CB5892,CIV!$BJ$51:$BJ$90)","v":532.69631076974679}]
[null,null,null,null,null,null,null,null,null,null,null,null,null,null,null,null,null,null,null,null,null,null,null,null,null,null,null,null,null,null,null,null,null,null,null,null,null,null,null,null,null,null,null,null,null,null,null,null,null,null,null,null,null,null,null,null,null,null,null,null,null,null,null,null,null,null,null,null,null,null,null,null,null,null,null,247,3,5907,{"$f":"OFFSET(CIV!$D$1,IF($CA$1,BX5909,366-BX5909),BY5909)","v":522.79999999999995},{"$f":"IF(BZ5909=SUMIF(CIV!$AQ$51:$AQ$90,CB5908,CIV!$BK$51:$BK$90),CB5908+1,CB5908)","v":9},534.5,{"$f":"SUMIF(CIV!$AQ$51:$AQ$90,CB5909,CIV!$BJ$51:$BJ$90)","v":532.69631076974679}]
[null,null,null,null,null,null,null,null,null,null,null,null,null,null,null,null,null,null,null,null,null,null,null,null,null,null,null,null,null,null,null,null,null,null,null,null,null,null,null,null,null,null,null,null,null,null,null,null,null,null,null,null,null,null,null,null,null,null,null,null,null,null,null,null,null,null,null,null,null,null,null,null,null,null,null,248,2,5930,{"$f":"OFFSET(CIV!$D$1,IF($CA$1,BX5932,366-BX5932),BY5932)","v":543.70000000000005},{"$f":"IF(BZ5932=SUMIF(CIV!$AQ$51:$AQ$90,CB5931,CIV!$BK$51:$BK$90),CB5931+1,CB5931)","v":9},534.1,{"$f":"SUMIF(CIV!$AQ$51:$AQ$90,CB5932,CIV!$BJ$51:$BJ$90)","v":532.69631076974679}]
[null,null,null,null,null,null,null,null,null,null,null,null,null,null,null,null,null,null,null,null,null,null,null,null,null,null,null,null,null,null,null,null,null,null,null,null,null,null,null,null,null,null,null,null,null,null,null,null,null,null,null,null,null,null,null,null,null,null,null,null,null,null,null,null,null,null,null,null,null,null,null,null,null,null,null,248,14,5942,{"$f":"OFFSET(CIV!$D$1,IF($CA$1,BX5944,366-BX5944),BY5944)","v":514.79999999999995},{"$f":"IF(BZ5944=SUMIF(CIV!$AQ$51:$AQ$90,CB5943,CIV!$BK$51:$BK$90),CB5943+1,CB5943)","v":9},533.9,{"$f":"SUMIF(CIV!$AQ$51:$AQ$90,CB5944,CIV!$BJ$51:$BJ$90)","v":532.69631076974679}]
[null,null,null,null,null,null,null,null,null,null,null,null,null,null,null,null,null,null,null,null,null,null,null,null,null,null,null,null,null,null,null,null,null,null,null,null,null,null,null,null,null,null,null,null,null,null,null,null,null,null,null,null,null,null,null,null,null,null,null,null,null,null,null,null,null,null,null,null,null,null,null,null,null,null,null,249,7,5959,{"$f":"OFFSET(CIV!$D$1,IF($CA$1,BX5961,366-BX5961),BY5961)","v":476},{"$f":"IF(BZ5961=SUMIF(CIV!$AQ$51:$AQ$90,CB5960,CIV!$BK$51:$BK$90),CB5960+1,CB5960)","v":9},533.4,{"$f":"SUMIF(CIV!$AQ$51:$AQ$90,CB5961,CIV!$BJ$51:$BJ$90)","v":532.69631076974679}]
[null,null,null,null,null,null,null,null,null,null,null,null,null,null,null,null,null,null,null,null,null,null,null,null,null,null,null,null,null,null,null,null,null,null,null,null,null,null,null,null,null,null,null,null,null,null,null,null,null,null,null,null,null,null,null,null,null,null,null,null,null,null,null,null,null,null,null,null,null,null,null,null,null,null,null,250,4,5980,{"$f":"OFFSET(CIV!$D$1,IF($CA$1,BX5982,366-BX5982),BY5982)","v":574.6},{"$f":"IF(BZ5982=SUMIF(CIV!$AQ$51:$AQ$90,CB5981,CIV!$BK$51:$BK$90),CB5981+1,CB5981)","v":9},532.79999999999995,{"$f":"SUMIF(CIV!$AQ$51:$AQ$90,CB5982,CIV!$BJ$51:$BJ$90)","v":532.69631076974679}]
[null,null,null,null,null,null,null,null,null,null,null,null,null,null,null,null,null,null,null,null,null,null,null,null,null,null,null,null,null,null,null,null,null,null,null,null,null,null,null,null,null,null,null,null,null,null,null,null,null,null,null,null,null,null,null,null,null,null,null,null,null,null,null,null,null,null,null,null,null,null,null,null,null,null,null,250,18,5994,{"$f":"OFFSET(CIV!$D$1,IF($CA$1,BX5996,366-BX5996),BY5996)","v":467.7},{"$f":"IF(BZ5996=SUMIF(CIV!$AQ$51:$AQ$90,CB5995,CIV!$BK$51:$BK$90),CB5995+1,CB5995)","v":9},532.5,{"$f":"SUMIF(CIV!$AQ$51:$AQ$90,CB5996,CIV!$BJ$51:$BJ$90)","v":532.69631076974679}]
[null,null,null,null,null,null,null,null,null,null,null,null,null,null,null,null,null,null,null,null,null,null,null,null,null,null,null,null,null,null,null,null,null,null,null,null,null,null,null,null,null,null,null,null,null,null,null,null,null,null,null,null,null,null,null,null,null,null,null,null,null,null,null,null,null,null,null,null,null,null,null,null,null,null,null,251,11,6011,{"$f":"OFFSET(CIV!$D$1,IF($CA$1,BX6013,366-BX6013),BY6013)","v":386.3},{"$f":"IF(BZ6013=SUMIF(CIV!$AQ$51:$AQ$90,CB6012,CIV!$BK$51:$BK$90),CB6012+1,CB6012)","v":9},532.20000000000005,{"$f":"SUMIF(CIV!$AQ$51:$AQ$90,CB6013,CIV!$BJ$51:$BJ$90)","v":532.69631076974679}]
[null,null,null,null,null,null,null,null,null,null,null,null,null,null,null,null,null,null,null,null,null,null,null,null,null,null,null,null,null,null,null,null,null,null,null,null,null,null,null,null,null,null,null,null,null,null,null,null,null,null,null,null,null,null,null,null,null,null,null,null,null,null,null,null,null,null,null,null,null,null,null,null,null,null,null,252,4,6028,{"$f":"OFFSET(CIV!$D$1,IF($CA$1,BX6030,366-BX6030),BY6030)","v":532.4},{"$f":"IF(BZ6030=SUMIF(CIV!$AQ$51:$AQ$90,CB6029,CIV!$BK$51:$BK$90),CB6029+1,CB6029)","v":9},531.9,{"$f":"SUMIF(CIV!$AQ$51:$AQ$90,CB6030,CIV!$BJ$51:$BJ$90)","v":532.69631076974679}]
[null,null,null,null,null,null,null,null,null,null,null,null,null,null,null,null,null,null,null,null,null,null,null,null,null,null,null,null,null,null,null,null,null,null,null,null,null,null,null,null,null,null,null,null,null,null,null,null,null,null,null,null,null,null,null,null,null,null,null,null,null,null,null,null,null,null,null,null,null,null,null,null,null,null,null,252,22,6046,{"$f":"OFFSET(CIV!$D$1,IF($CA$1,BX6048,366-BX6048),BY6048)","v":701.7},{"$f":"IF(BZ6048=SUMIF(CIV!$AQ$51:$AQ$90,CB6047,CIV!$BK$51:$BK$90),CB6047+1,CB6047)","v":9},531.5,{"$f":"SUMIF(CIV!$AQ$51:$AQ$90,CB6048,CIV!$BJ$51:$BJ$90)","v":532.69631076974679}]
[null,null,null,null,null,null,null,null,null,null,null,null,null,null,null,null,null,null,null,null,null,null,null,null,null,null,null,null,null,null,null,null,null,null,null,null,null,null,null,null,null,null,null,null,null,null,null,null,null,null,null,null,null,null,null,null,null,null,null,null,null,null,null,null,null,null,null,null,null,null,null,null,null,null,null,253,15,6063,{"$f":"OFFSET(CIV!$D$1,IF($CA$1,BX6065,366-BX6065),BY6065)","v":566.4},{"$f":"IF(BZ6065=SUMIF(CIV!$AQ$51:$AQ$90,CB6064,CIV!$BK$51:$BK$90),CB6064+1,CB6064)","v":9},531.20000000000005,{"$f":"SUMIF(CIV!$AQ$51:$AQ$90,CB6065,CIV!$BJ$51:$BJ$90)","v":532.69631076974679}]
[null,null,null,null,null,null,null,null,null,null,null,null,null,null,null,null,null,null,null,null,null,null,null,null,null,null,null,null,null,null,null,null,null,null,null,null,null,null,null,null,null,null,null,null,null,null,null,null,null,null,null,null,null,null,null,null,null,null,null,null,null,null,null,null,null,null,null,null,null,null,null,null,null,null,null,254,8,6080,{"$f":"OFFSET(CIV!$D$1,IF($CA$1,BX6082,366-BX6082),BY6082)","v":529.9},{"$f":"IF(BZ6082=SUMIF(CIV!$AQ$51:$AQ$90,CB6081,CIV!$BK$51:$BK$90),CB6081+1,CB6081)","v":9},530.9,{"$f":"SUMIF(CIV!$AQ$51:$AQ$90,CB6082,CIV!$BJ$51:$BJ$90)","v":532.69631076974679}]
[null,null,null,null,null,null,null,null,null,null,null,null,null,null,null,null,null,null,null,null,null,null,null,null,null,null,null,null,null,null,null,null,null,null,null,null,null,null,null,null,null,null,null,null,null,null,null,null,null,null,null,null,null,null,null,null,null,null,null,null,null,null,null,null,null,null,null,null,null,null,null,null,null,null,null,{"$f":"ROUNDDOWN((BZ6083-1)/24,0)+1","v":254},9,6081,{"$f":"OFFSET(CIV!$D$1,IF($CA$1,BX6083,366-BX6083),BY6083)","v":551.79999999999995},{"$f":"IF(BZ6083=SUMIF(CIV!$AQ$51:$AQ$90,CB6082,CIV!$BK$51:$BK$90),CB6082+1,CB6082)","v":9},530.79999999999995,{"$f":"SUMIF(CIV!$AQ$51:$AQ$90,CB6083,CIV!$BJ$51:$BJ$90)","v":532.69631076974679}]
[null,null,null,null,null,null,null,null,null,null,null,null,null,null,null,null,null,null,null,null,null,null,null,null,null,null,null,null,null,null,null,null,null,null,null,null,null,null,null,null,null,null,null,null,null,null,null,null,null,null,null,null,null,null,null,null,null,null,null,null,null,null,null,null,null,null,null,null,null,null,null,null,null,null,null,255,17,6113,{"$f":"OFFSET(CIV!$D$1,IF($CA$1,BX6115,366-BX6115),BY6115)","v":534.5},{"$f":"IF(BZ6115=SUMIF(CIV!$AQ$51:$AQ$90,CB6114,CIV!$BK$51:$BK$90),CB6114+1,CB6114)","v":9},530,{"$f":"SUMIF(CIV!$AQ$51:$AQ$90,CB6115,CIV!$BJ$51:$BJ$90)","v":532.69631076974679}]
[null,null,null,null,null,null,null,null,null,null,null,null,null,null,null,null,null,null,null,null,null,null,null,null,null,null,null,null,null,null,null,null,null,null,null,null,null,null,null,null,null,null,null,null,null,null,null,null,null,null,null,null,null,null,null,null,null,null,null,null,null,null,null,null,null,null,null,null,null,null,null,null,null,null,null,255,20,6116,{"$f":"OFFSET(CIV!$D$1,IF($CA$1,BX6118,366-BX6118),BY6118)","v":711.5},{"$f":"IF(BZ6118=SUMIF(CIV!$AQ$51:$AQ$90,CB6117,CIV!$BK$51:$BK$90),CB6117+1,CB6117)","v":9},529.9,{"$f":"SUMIF(CIV!$AQ$51:$AQ$90,CB6118,CIV!$BJ$51:$BJ$90)","v":532.69631076974679}]
[null,null,null,null,null,null,null,null,null,null,null,null,null,null,null,null,null,null,null,null,null,null,null,null,null,null,null,null,null,null,null,null,null,null,null,null,null,null,null,null,null,null,null,null,null,null,null,null,null,null,null,null,null,null,null,null,null,null,null,null,null,null,null,null,null,null,null,null,null,null,null,null,null,null,null,256,13,6133,{"$f":"OFFSET(CIV!$D$1,IF($CA$1,BX6135,366-BX6135),BY6135)","v":520},{"$f":"IF(BZ6135=SUMIF(CIV!$AQ$51:$AQ$90,CB6134,CIV!$BK$51:$BK$90),CB6134+1,CB6134)","v":9},529.4,{"$f":"SUMIF(CIV!$AQ$51:$AQ$90,CB6135,CIV!$BJ$51:$BJ$90)","v":532.69631076974679}]
[null,null,null,null,null,null,null,null,null,null,null,null,null,null,null,null,null,null,null,null,null,null,null,null,null,null,null,null,null,null,null,null,null,null,null,null,null,null,null,null,null,null,null,null,null,null,null,null,null,null,null,null,null,null,null,null,null,null,null,null,null,null,null,null,null,null,null,null,null,null,null,null,null,null,null,257,2,{"$f":"BZ6147+1","v":6146},{"$f":"OFFSET(CIV!$D$1,IF($CA$1,BX6148,366-BX6148),BY6148)","v":549.6},{"$f":"IF(BZ6148=SUMIF(CIV!$AQ$51:$AQ$90,CB6147,CIV!$BK$51:$BK$90),CB6147+1,CB6147)","v":9},529.1,{"$f":"SUMIF(CIV!$AQ$51:$AQ$90,CB6148,CIV!$BJ$51:$BJ$90)","v":532.69631076974679}]
[null,null,null,null,null,null,null,null,null,null,null,null,null,null,null,null,null,null,null,null,null,null,null,null,null,null,null,null,null,null,null,null,null,null,null,null,null,null,null,null,null,null,null,null,null,null,null,null,null,null,null,null,null,null,null,null,null,null,null,null,null,null,null,null,null,null,null,null,null,null,null,null,null,null,null,257,24,6168,{"$f":"OFFSET(CIV!$D$1,IF($CA$1,BX6170,366-BX6170),BY6170)","v":591.79999999999995},{"$f":"IF(BZ6170=SUMIF(CIV!$AQ$51:$AQ$90,CB6169,CIV!$BK$51:$BK$90),CB6169+1,CB6169)","v":9},528.6,{"$f":"SUMIF(CIV!$AQ$51:$AQ$90,CB6170,CIV!$BJ$51:$BJ$90)","v":532.69631076974679}]
[null,null,null,null,null,null,null,null,null,null,null,null,null,null,null,null,null,null,null,null,null,null,null,null,null,null,null,null,null,null,null,null,null,null,null,null,null,null,null,null,null,null,null,null,null,null,null,null,null,null,null,null,null,null,null,null,null,null,null,null,null,null,null,null,null,null,null,null,null,null,null,null,null,null,null,258,17,6185,{"$f":"OFFSET(CIV!$D$1,IF($CA$1,BX6187,366-BX6187),BY6187)","v":393.1},{"$f":"IF(BZ6187=SUMIF(CIV!$AQ$51:$AQ$90,CB6186,CIV!$BK$51:$BK$90),CB6186+1,CB6186)","v":9},528.29999999999995,{"$f":"SUMIF(CIV!$AQ$51:$AQ$90,CB6187,CIV!$BJ$51:$BJ$90)","v":532.69631076974679}]
[null,null,null,null,null,null,null,null,null,null,null,null,null,null,null,null,null,null,null,null,null,null,null,null,null,null,null,null,null,null,null,null,null,null,null,null,null,null,null,null,null,null,null,null,null,null,null,null,null,null,null,null,null,null,null,null,null,null,null,null,null,null,null,null,null,null,null,null,null,null,null,null,null,null,null,259,10,6202,{"$f":"OFFSET(CIV!$D$1,IF($CA$1,BX6204,366-BX6204),BY6204)","v":533.79999999999995},{"$f":"IF(BZ6204=SUMIF(CIV!$AQ$51:$AQ$90,CB6203,CIV!$BK$51:$BK$90),CB6203+1,CB6203)","v":9},527.9,{"$f":"SUMIF(CIV!$AQ$51:$AQ$90,CB6204,CIV!$BJ$51:$BJ$90)","v":532.69631076974679}]
[null,null,null,null,null,null,null,null,null,null,null,null,null,null,null,null,null,null,null,null,null,null,null,null,null,null,null,null,null,null,null,null,null,null,null,null,null,null,null,null,null,null,null,null,null,null,null,null,null,null,null,null,null,null,null,null,null,null,null,null,null,null,null,null,null,null,null,null,null,null,null,null,null,null,null,259,21,6213,{"$f":"OFFSET(CIV!$D$1,IF($CA$1,BX6215,366-BX6215),BY6215)","v":714.8},{"$f":"IF(BZ6215=SUMIF(CIV!$AQ$51:$AQ$90,CB6214,CIV!$BK$51:$BK$90),CB6214+1,CB6214)","v":9},527.5,{"$f":"SUMIF(CIV!$AQ$51:$AQ$90,CB6215,CIV!$BJ$51:$BJ$90)","v":532.69631076974679}]
[null,null,null,null,null,null,null,null,null,null,null,null,null,null,null,null,null,null,null,null,null,null,null,null,null,null,null,null,null,null,null,null,null,null,null,null,null,null,null,null,null,null,null,null,null,null,null,null,null,null,null,null,null,null,null,null,null,null,null,null,null,null,null,null,null,null,null,null,null,null,null,null,null,null,null,260,21,6237,{"$f":"OFFSET(CIV!$D$1,IF($CA$1,BX6239,366-BX6239),BY6239)","v":729.1},{"$f":"IF(BZ6239=SUMIF(CIV!$AQ$51:$AQ$90,CB6238,CIV!$BK$51:$BK$90),CB6238+1,CB6238)","v":9},527.1,{"$f":"SUMIF(CIV!$AQ$51:$AQ$90,CB6239,CIV!$BJ$51:$BJ$90)","v":532.69631076974679}]
[null,null,null,null,null,null,null,null,null,null,null,null,null,null,null,null,null,null,null,null,null,null,null,null,null,null,null,null,null,null,null,null,null,null,null,null,null,null,null,null,null,null,null,null,null,null,null,null,null,null,null,null,null,null,null,null,null,null,null,null,null,null,null,null,null,null,null,null,null,null,null,null,null,null,null,261,14,6254,{"$f":"OFFSET(CIV!$D$1,IF($CA$1,BX6256,366-BX6256),BY6256)","v":548.1},{"$f":"IF(BZ6256=SUMIF(CIV!$AQ$51:$AQ$90,CB6255,CIV!$BK$51:$BK$90),CB6255+1,CB6255)","v":9},526.79999999999995,{"$f":"SUMIF(CIV!$AQ$51:$AQ$90,CB6256,CIV!$BJ$51:$BJ$90)","v":532.69631076974679}]
[null,null,null,null,null,null,null,null,null,null,null,null,null,null,null,null,null,null,null,null,null,null,null,null,null,null,null,null,null,null,null,null,null,null,null,null,null,null,null,null,null,null,null,null,null,null,null,null,null,null,null,null,null,null,null,null,null,null,null,null,null,null,null,null,null,null,null,null,null,null,null,null,null,null,null,262,7,6271,{"$f":"OFFSET(CIV!$D$1,IF($CA$1,BX6273,366-BX6273),BY6273)","v":503.6},{"$f":"IF(BZ6273=SUMIF(CIV!$AQ$51:$AQ$90,CB6272,CIV!$BK$51:$BK$90),CB6272+1,CB6272)","v":9},526.4,{"$f":"SUMIF(CIV!$AQ$51:$AQ$90,CB6273,CIV!$BJ$51:$BJ$90)","v":532.69631076974679}]
[null,null,null,null,null,null,null,null,null,null,null,null,null,null,null,null,null,null,null,null,null,null,null,null,null,null,null,null,null,null,null,null,null,null,null,null,null,null,null,null,null,null,null,null,null,null,null,null,null,null,null,null,null,null,null,null,null,null,null,null,null,null,null,null,null,null,null,null,null,null,null,null,null,null,null,262,15,6279,{"$f":"OFFSET(CIV!$D$1,IF($CA$1,BX6281,366-BX6281),BY6281)","v":511.1},{"$f":"IF(BZ6281=SUMIF(CIV!$AQ$51:$AQ$90,CB6280,CIV!$BK$51:$BK$90),CB6280+1,CB6280)","v":9},526.29999999999995,{"$f":"SUMIF(CIV!$AQ$51:$AQ$90,CB6281,CIV!$BJ$51:$BJ$90)","v":532.69631076974679}]
[null,null,null,null,null,null,null,null,null,null,null,null,null,null,null,null,null,null,null,null,null,null,null,null,null,null,null,null,null,null,null,null,null,null,null,null,null,null,null,null,null,null,null,null,null,null,null,null,null,null,null,null,null,null,null,null,null,null,null,null,null,null,null,null,null,null,null,null,null,null,null,null,null,null,null,263,18,6306,{"$f":"OFFSET(CIV!$D$1,IF($CA$1,BX6308,366-BX6308),BY6308)","v":551.79999999999995},{"$f":"IF(BZ6308=SUMIF(CIV!$AQ$51:$AQ$90,CB6307,CIV!$BK$51:$BK$90),CB6307+1,CB6307)","v":9},525.5,{"$f":"SUMIF(CIV!$AQ$51:$AQ$90,CB6308,CIV!$BJ$51:$BJ$90)","v":532.69631076974679}]
[null,null,null,null,null,null,null,null,null,null,null,null,null,null,null,null,null,null,null,null,null,null,null,null,null,null,null,null,null,null,null,null,null,null,null,null,null,null,null,null,null,null,null,null,null,null,null,null,null,null,null,null,null,null,null,null,null,null,null,null,null,null,null,null,null,null,null,null,null,null,null,null,null,null,null,264,11,6323,{"$f":"OFFSET(CIV!$D$1,IF($CA$1,BX6325,366-BX6325),BY6325)","v":463.7},{"$f":"IF(BZ6325=SUMIF(CIV!$AQ$51:$AQ$90,CB6324,CIV!$BK$51:$BK$90),CB6324+1,CB6324)","v":9},525.1,{"$f":"SUMIF(CIV!$AQ$51:$AQ$90,CB6325,CIV!$BJ$51:$BJ$90)","v":532.69631076974679}]
[null,null,null,null,null,null,null,null,null,null,null,null,null,null,null,null,null,null,null,null,null,null,null,null,null,null,null,null,null,null,null,null,null,null,null,null,null,null,null,null,null,null,null,null,null,null,null,null,null,null,null,null,null,null,null,null,null,null,null,null,null,null,null,null,null,null,null,null,null,null,null,null,null,null,null,264,17,6329,{"$f":"OFFSET(CIV!$D$1,IF($CA$1,BX6331,366-BX6331),BY6331)","v":442.2},{"$f":"IF(BZ6331=SUMIF(CIV!$AQ$51:$AQ$90,CB6330,CIV!$BK$51:$BK$90),CB6330+1,CB6330)","v":9},525,{"$f":"SUMIF(CIV!$AQ$51:$AQ$90,CB6331,CIV!$BJ$51:$BJ$90)","v":532.69631076974679}]
[null,null,null,null,null,null,null,null,null,null,null,null,null,null,null,null,null,null,null,null,null,null,null,null,null,null,null,null,null,null,null,null,null,null,null,null,null,null,null,null,null,null,null,null,null,null,null,null,null,null,null,null,null,null,null,null,null,null,null,null,null,null,null,null,null,null,null,null,null,null,null,null,null,null,null,265,6,6342,{"$f":"OFFSET(CIV!$D$1,IF($CA$1,BX6344,366-BX6344),BY6344)","v":510.6},{"$f":"IF(BZ6344=SUMIF(CIV!$AQ$51:$AQ$90,CB6343,CIV!$BK$51:$BK$90),CB6343+1,CB6343)","v":9},524.70000000000005,{"$f":"SUMIF(CIV!$AQ$51:$AQ$90,CB6344,CIV!$BJ$51:$BJ$90)","v":532.69631076974679}]
[null,null,null,null,null,null,null,null,null,null,null,null,null,null,null,null,null,null,null,null,null,null,null,null,null,null,null,null,null,null,null,null,null,null,null,null,null,null,null,null,null,null,null,null,null,null,null,null,null,null,null,null,null,null,null,null,null,null,null,null,null,null,null,null,null,null,null,null,null,null,null,null,null,null,null,265,23,6359,{"$f":"OFFSET(CIV!$D$1,IF($CA$1,BX6361,366-BX6361),BY6361)","v":596.9},{"$f":"IF(BZ6361=SUMIF(CIV!$AQ$51:$AQ$90,CB6360,CIV!$BK$51:$BK$90),CB6360+1,CB6360)","v":9},524.4,{"$f":"SUMIF(CIV!$AQ$51:$AQ$90,CB6361,CIV!$BJ$51:$BJ$90)","v":532.69631076974679}]
[null,null,null,null,null,null,null,null,null,null,null,null,null,null,null,null,null,null,null,null,null,null,null,null,null,null,null,null,null,null,null,null,null,null,null,null,null,null,null,null,null,null,null,null,null,null,null,null,null,null,null,null,null,null,null,null,null,null,null,null,null,null,null,null,null,null,null,null,null,null,null,null,null,null,null,266,16,6376,{"$f":"OFFSET(CIV!$D$1,IF($CA$1,BX6378,366-BX6378),BY6378)","v":556},{"$f":"IF(BZ6378=SUMIF(CIV!$AQ$51:$AQ$90,CB6377,CIV!$BK$51:$BK$90),CB6377+1,CB6377)","v":9},524.1,{"$f":"SUMIF(CIV!$AQ$51:$AQ$90,CB6378,CIV!$BJ$51:$BJ$90)","v":532.69631076974679}]
[null,null,null,null,null,null,null,null,null,null,null,null,null,null,null,null,null,null,null,null,null,null,null,null,null,null,null,null,null,null,null,null,null,null,null,null,null,null,null,null,null,null,null,null,null,null,null,null,null,null,null,null,null,null,null,null,null,null,null,null,null,null,null,null,null,null,null,null,null,null,null,null,null,null,null,267,12,6396,{"$f":"OFFSET(CIV!$D$1,IF($CA$1,BX6398,366-BX6398),BY6398)","v":560.5},{"$f":"IF(BZ6398=SUMIF(CIV!$AQ$51:$AQ$90,CB6397,CIV!$BK$51:$BK$90),CB6397+1,CB6397)","v":9},523.6,{"$f":"SUMIF(CIV!$AQ$51:$AQ$90,CB6398,CIV!$BJ$51:$BJ$90)","v":532.69631076974679}]
[null,null,null,null,null,null,null,null,null,null,null,null,null,null,null,null,null,null,null,null,null,null,null,null,null,null,null,null,null,null,null,null,null,null,null,null,null,null,null,null,null,null,null,null,null,null,null,null,null,null,null,null,null,null,null,null,null,null,null,null,null,null,null,null,null,null,null,null,null,null,null,null,null,null,null,268,3,6411,{"$f":"OFFSET(CIV!$D$1,IF($CA$1,BX6413,366-BX6413),BY6413)","v":572},{"$f":"IF(BZ6413=SUMIF(CIV!$AQ$51:$AQ$90,CB6412,CIV!$BK$51:$BK$90),CB6412+1,CB6412)","v":9},523.29999999999995,{"$f":"SUMIF(CIV!$AQ$51:$AQ$90,CB6413,CIV!$BJ$51:$BJ$90)","v":532.69631076974679}]
[null,null,null,null,null,null,null,null,null,null,null,null,null,null,null,null,null,null,null,null,null,null,null,null,null,null,null,null,null,null,null,null,null,null,null,null,null,null,null,null,null,null,null,null,null,null,null,null,null,null,null,null,null,null,null,null,null,null,null,null,null,null,null,null,null,null,null,null,null,null,null,null,null,null,null,268,20,6428,{"$f":"OFFSET(CIV!$D$1,IF($CA$1,BX6430,366-BX6430),BY6430)","v":723.1},{"$f":"IF(BZ6430=SUMIF(CIV!$AQ$51:$AQ$90,CB6429,CIV!$BK$51:$BK$90),CB6429+1,CB6429)","v":9},522.9,{"$f":"SUMIF(CIV!$AQ$51:$AQ$90,CB6430,CIV!$BJ$51:$BJ$90)","v":532.69631076974679}]
[null,null,null,null,null,null,null,null,null,null,null,null,null,null,null,null,null,null,null,null,null,null,null,null,null,null,null,null,null,null,null,null,null,null,null,null,null,null,null,null,null,null,null,null,null,null,null,null,null,null,null,null,null,null,null,null,null,null,null,null,null,null,null,null,null,null,null,null,null,null,null,null,null,null,null,269,14,6446,{"$f":"OFFSET(CIV!$D$1,IF($CA$1,BX6448,366-BX6448),BY6448)","v":539.70000000000005},{"$f":"IF(BZ6448=SUMIF(CIV!$AQ$51:$AQ$90,CB6447,CIV!$BK$51:$BK$90),CB6447+1,CB6447)","v":9},522.29999999999995,{"$f":"SUMIF(CIV!$AQ$51:$AQ$90,CB6448,CIV!$BJ$51:$BJ$90)","v":532.69631076974679}]
[null,null,null,null,null,null,null,null,null,null,null,null,null,null,null,null,null,null,null,null,null,null,null,null,null,null,null,null,null,null,null,null,null,null,null,null,null,null,null,null,null,null,null,null,null,null,null,null,null,null,null,null,null,null,null,null,null,null,null,null,null,null,null,null,null,null,null,null,null,null,null,null,null,null,null,270,7,6463,{"$f":"OFFSET(CIV!$D$1,IF($CA$1,BX6465,366-BX6465),BY6465)","v":502.3},{"$f":"IF(BZ6465=SUMIF(CIV!$AQ$51:$AQ$90,CB6464,CIV!$BK$51:$BK$90),CB6464+1,CB6464)","v":9},521.79999999999995,{"$f":"SUMIF(CIV!$AQ$51:$AQ$90,CB6465,CIV!$BJ$51:$BJ$90)","v":532.69631076974679}]
[null,null,null,null,null,null,null,null,null,null,null,null,null,null,null,null,null,null,null,null,null,null,null,null,null,null,null,null,null,null,null,null,null,null,null,null,null,null,null,null,null,null,null,null,null,null,null,null,null,null,null,null,null,null,null,null,null,null,null,null,null,null,null,null,null,null,null,null,null,null,null,null,null,null,null,270,24,6480,{"$f":"OFFSET(CIV!$D$1,IF($CA$1,BX6482,366-BX6482),BY6482)","v":615.1},{"$f":"IF(BZ6482=SUMIF(CIV!$AQ$51:$AQ$90,CB6481,CIV!$BK$51:$BK$90),CB6481+1,CB6481)","v":9},521.4,{"$f":"SUMIF(CIV!$AQ$51:$AQ$90,CB6482,CIV!$BJ$51:$BJ$90)","v":532.69631076974679}]
[null,null,null,null,null,null,null,null,null,null,null,null,null,null,null,null,null,null,null,null,null,null,null,null,null,null,null,null,null,null,null,null,null,null,null,null,null,null,null,null,null,null,null,null,null,null,null,null,null,null,null,null,null,null,null,null,null,null,null,null,null,null,null,null,null,null,null,null,null,null,null,null,null,null,null,271,17,6497,{"$f":"OFFSET(CIV!$D$1,IF($CA$1,BX6499,366-BX6499),BY6499)","v":449.4},{"$f":"IF(BZ6499=SUMIF(CIV!$AQ$51:$AQ$90,CB6498,CIV!$BK$51:$BK$90),CB6498+1,CB6498)","v":9},521.1,{"$f":"SUMIF(CIV!$AQ$51:$AQ$90,CB6499,CIV!$BJ$51:$BJ$90)","v":532.69631076974679}]
[null,null,null,null,null,null,null,null,null,null,null,null,null,null,null,null,null,null,null,null,null,null,null,null,null,null,null,null,null,null,null,null,null,null,null,null,null,null,null,null,null,null,null,null,null,null,null,null,null,null,null,null,null,null,null,null,null,null,null,null,null,null,null,null,null,null,null,null,null,null,null,null,null,null,null,272,8,6512,{"$f":"OFFSET(CIV!$D$1,IF($CA$1,BX6514,366-BX6514),BY6514)","v":411.2},{"$f":"IF(BZ6514=SUMIF(CIV!$AQ$51:$AQ$90,CB6513,CIV!$BK$51:$BK$90),CB6513+1,CB6513)","v":9},520.70000000000005,{"$f":"SUMIF(CIV!$AQ$51:$AQ$90,CB6514,CIV!$BJ$51:$BJ$90)","v":532.69631076974679}]
[null,null,null,null,null,null,null,null,null,null,null,null,null,null,null,null,null,null,null,null,null,null,null,null,null,null,null,null,null,null,null,null,null,null,null,null,null,null,null,null,null,null,null,null,null,null,null,null,null,null,null,null,null,null,null,null,null,null,null,null,null,null,null,null,null,null,null,null,null,null,null,null,null,null,null,273,4,6532,{"$f":"OFFSET(CIV!$D$1,IF($CA$1,BX6534,366-BX6534),BY6534)","v":530},{"$f":"IF(BZ6534=SUMIF(CIV!$AQ$51:$AQ$90,CB6533,CIV!$BK$51:$BK$90),CB6533+1,CB6533)","v":9},520.29999999999995,{"$f":"SUMIF(CIV!$AQ$51:$AQ$90,CB6534,CIV!$BJ$51:$BJ$90)","v":532.69631076974679}]
[null,null,null,null,null,null,null,null,null,null,null,null,null,null,null,null,null,null,null,null,null,null,null,null,null,null,null,null,null,null,null,null,null,null,null,null,null,null,null,null,null,null,null,null,null,null,null,null,null,null,null,null,null,null,null,null,null,null,null,null,null,null,null,null,null,null,null,null,null,null,null,null,null,null,null,273,21,6549,{"$f":"OFFSET(CIV!$D$1,IF($CA$1,BX6551,366-BX6551),BY6551)","v":729.1},{"$f":"IF(BZ6551=SUMIF(CIV!$AQ$51:$AQ$90,CB6550,CIV!$BK$51:$BK$90),CB6550+1,CB6550)","v":9},519.9,{"$f":"SUMIF(CIV!$AQ$51:$AQ$90,CB6551,CIV!$BJ$51:$BJ$90)","v":532.69631076974679}]
[null,null,null,null,null,null,null,null,null,null,null,null,null,null,null,null,null,null,null,null,null,null,null,null,null,null,null,null,null,null,null,null,null,null,null,null,null,null,null,null,null,null,null,null,null,null,null,null,null,null,null,null,null,null,null,null,null,null,null,null,null,null,null,null,null,null,null,null,null,null,null,null,null,null,null,274,14,6566,{"$f":"OFFSET(CIV!$D$1,IF($CA$1,BX6568,366-BX6568),BY6568)","v":438.5},{"$f":"IF(BZ6568=SUMIF(CIV!$AQ$51:$AQ$90,CB6567,CIV!$BK$51:$BK$90),CB6567+1,CB6567)","v":9},519.6,{"$f":"SUMIF(CIV!$AQ$51:$AQ$90,CB6568,CIV!$BJ$51:$BJ$90)","v":532.69631076974679}]
[null,null,null,null,null,null,null,null,null,null,null,null,null,null,null,null,null,null,null,null,null,null,null,null,null,null,null,null,null,null,null,null,null,null,null,null,null,null,null,null,null,null,null,null,null,null,null,null,null,null,null,null,null,null,null,null,null,null,null,null,null,null,null,null,null,null,null,null,null,null,null,null,null,null,null,275,3,6579,{"$f":"OFFSET(CIV!$D$1,IF($CA$1,BX6581,366-BX6581),BY6581)","v":525.70000000000005},{"$f":"IF(BZ6581=SUMIF(CIV!$AQ$51:$AQ$90,CB6580,CIV!$BK$51:$BK$90),CB6580+1,CB6580)","v":9},519.29999999999995,{"$f":"SUMIF(CIV!$AQ$51:$AQ$90,CB6581,CIV!$BJ$51:$BJ$90)","v":532.69631076974679}]
[null,null,null,null,null,null,null,null,null,null,null,null,null,null,null,null,null,null,null,null,null,null,null,null,null,null,null,null,null,null,null,null,null,null,null,null,null,null,null,null,null,null,null,null,null,null,null,null,null,null,null,null,null,null,null,null,null,null,null,null,null,null,null,null,null,null,null,null,null,null,null,null,null,null,null,276,1,6601,{"$f":"OFFSET(CIV!$D$1,IF($CA$1,BX6603,366-BX6603),BY6603)","v":578.4},{"$f":"IF(BZ6603=SUMIF(CIV!$AQ$51:$AQ$90,CB6602,CIV!$BK$51:$BK$90),CB6602+1,CB6602)","v":9},518.9,{"$f":"SUMIF(CIV!$AQ$51:$AQ$90,CB6603,CIV!$BJ$51:$BJ$90)","v":532.69631076974679}]
[null,null,null,null,null,null,null,null,null,null,null,null,null,null,null,null,null,null,null,null,null,null,null,null,null,null,null,null,null,null,null,null,null,null,null,null,null,null,null,null,null,null,null,null,null,null,null,null,null,null,null,null,null,null,null,null,null,null,null,null,null,null,null,null,null,null,null,null,null,null,null,null,null,null,null,276,2,6602,{"$f":"OFFSET(CIV!$D$1,IF($CA$1,BX6604,366-BX6604),BY6604)","v":551.4},{"$f":"IF(BZ6604=SUMIF(CIV!$AQ$51:$AQ$90,CB6603,CIV!$BK$51:$BK$90),CB6603+1,CB6603)","v":9},518.9,{"$f":"SUMIF(CIV!$AQ$51:$AQ$90,CB6604,CIV!$BJ$51:$BJ$90)","v":532.69631076974679}]
[null,null,null,null,null,null,null,null,null,null,null,null,null,null,null,null,null,null,null,null,null,null,null,null,null,null,null,null,null,null,null,null,null,null,null,null,null,null,null,null,null,null,null,null,null,null,null,null,null,null,null,null,null,null,null,null,null,null,null,null,null,null,null,null,null,null,null,null,null,null,null,null,null,null,null,277,5,6629,{"$f":"OFFSET(CIV!$D$1,IF($CA$1,BX6631,366-BX6631),BY6631)","v":566.9},{"$f":"IF(BZ6631=SUMIF(CIV!$AQ$51:$AQ$90,CB6630,CIV!$BK$51:$BK$90),CB6630+1,CB6630)","v":9},517.79999999999995,{"$f":"SUMIF(CIV!$AQ$51:$AQ$90,CB6631,CIV!$BJ$51:$BJ$90)","v":532.69631076974679}]
[null,null,null,null,null,null,null,null,null,null,null,null,null,null,null,null,null,null,null,null,null,null,null,null,null,null,null,null,null,null,null,null,null,null,null,null,null,null,null,null,null,null,null,null,null,null,null,null,null,null,null,null,null,null,null,null,null,null,null,null,null,null,null,null,null,null,null,null,null,null,null,null,null,null,null,277,13,6637,{"$f":"OFFSET(CIV!$D$1,IF($CA$1,BX6639,366-BX6639),BY6639)","v":537.6},{"$f":"IF(BZ6639=SUMIF(CIV!$AQ$51:$AQ$90,CB6638,CIV!$BK$51:$BK$90),CB6638+1,CB6638)","v":9},517.6,{"$f":"SUMIF(CIV!$AQ$51:$AQ$90,CB6639,CIV!$BJ$51:$BJ$90)","v":532.69631076974679}]
[null,null,null,null,null,null,null,null,null,null,null,null,null,null,null,null,null,null,null,null,null,null,null,null,null,null,null,null,null,null,null,null,null,null,null,null,null,null,null,null,null,null,null,null,null,null,null,null,null,null,null,null,null,null,null,null,null,null,null,null,null,null,null,null,null,null,null,null,null,null,null,null,null,null,null,278,6,6654,{"$f":"OFFSET(CIV!$D$1,IF($CA$1,BX6656,366-BX6656),BY6656)","v":541.6},{"$f":"IF(BZ6656=SUMIF(CIV!$AQ$51:$AQ$90,CB6655,CIV!$BK$51:$BK$90),CB6655+1,CB6655)","v":9},517.20000000000005,{"$f":"SUMIF(CIV!$AQ$51:$AQ$90,CB6656,CIV!$BJ$51:$BJ$90)","v":532.69631076974679}]
[null,null,null,null,null,null,null,null,null,null,null,null,null,null,null,null,null,null,null,null,null,null,null,null,null,null,null,null,null,null,null,null,null,null,null,null,null,null,null,null,null,null,null,null,null,null,null,null,null,null,null,null,null,null,null,null,null,null,null,null,null,null,null,null,null,null,null,null,null,null,null,null,null,null,null,278,23,6671,{"$f":"OFFSET(CIV!$D$1,IF($CA$1,BX6673,366-BX6673),BY6673)","v":648.1},{"$f":"IF(BZ6673=SUMIF(CIV!$AQ$51:$AQ$90,CB6672,CIV!$BK$51:$BK$90),CB6672+1,CB6672)","v":9},516.6,{"$f":"SUMIF(CIV!$AQ$51:$AQ$90,CB6673,CIV!$BJ$51:$BJ$90)","v":532.69631076974679}]
[null,null,null,null,null,null,null,null,null,null,null,null,null,null,null,null,null,null,null,null,null,null,null,null,null,null,null,null,null,null,null,null,null,null,null,null,null,null,null,null,null,null,null,null,null,null,null,null,null,null,null,null,null,null,null,null,null,null,null,null,null,null,null,null,null,null,null,null,null,null,null,null,null,null,null,279,24,6696,{"$f":"OFFSET(CIV!$D$1,IF($CA$1,BX6698,366-BX6698),BY6698)","v":569.1},{"$f":"IF(BZ6698=SUMIF(CIV!$AQ$51:$AQ$90,CB6697,CIV!$BK$51:$BK$90),CB6697+1,CB6697)","v":9},516.1,{"$f":"SUMIF(CIV!$AQ$51:$AQ$90,CB6698,CIV!$BJ$51:$BJ$90)","v":532.69631076974679}]
[null,null,null,null,null,null,null,null,null,null,null,null,null,null,null,null,null,null,null,null,null,null,null,null,null,null,null,null,null,null,null,null,null,null,null,null,null,null,null,null,null,null,null,null,null,null,null,null,null,null,null,null,null,null,null,null,null,null,null,null,null,null,null,null,null,null,null,null,null,null,null,null,null,null,null,280,10,6706,{"$f":"OFFSET(CIV!$D$1,IF($CA$1,BX6708,366-BX6708),BY6708)","v":557.70000000000005},{"$f":"IF(BZ6708=SUMIF(CIV!$AQ$51:$AQ$90,CB6707,CIV!$BK$51:$BK$90),CB6707+1,CB6707)","v":9},515.79999999999995,{"$f":"SUMIF(CIV!$AQ$51:$AQ$90,CB6708,CIV!$BJ$51:$BJ$90)","v":532.69631076974679}]
[null,null,null,null,null,null,null,null,null,null,null,null,null,null,null,null,null,null,null,null,null,null,null,null,null,null,null,null,null,null,null,null,null,null,null,null,null,null,null,null,null,null,null,null,null,null,null,null,null,null,null,null,null,null,null,null,null,null,null,null,null,null,null,null,null,null,null,null,null,null,null,null,null,null,null,281,3,6723,{"$f":"OFFSET(CIV!$D$1,IF($CA$1,BX6725,366-BX6725),BY6725)","v":569.70000000000005},{"$f":"IF(BZ6725=SUMIF(CIV!$AQ$51:$AQ$90,CB6724,CIV!$BK$51:$BK$90),CB6724+1,CB6724)","v":9},515.5,{"$f":"SUMIF(CIV!$AQ$51:$AQ$90,CB6725,CIV!$BJ$51:$BJ$90)","v":532.69631076974679}]
[null,null,null,null,null,null,null,null,null,null,null,null,null,null,null,null,null,null,null,null,null,null,null,null,null,null,null,null,null,null,null,null,null,null,null,null,null,null,null,null,null,null,null,null,null,null,null,null,null,null,null,null,null,null,null,null,null,null,null,null,null,null,null,null,null,null,null,null,null,null,null,null,null,null,null,281,20,6740,{"$f":"OFFSET(CIV!$D$1,IF($CA$1,BX6742,366-BX6742),BY6742)","v":732.3},{"$f":"IF(BZ6742=SUMIF(CIV!$AQ$51:$AQ$90,CB6741,CIV!$BK$51:$BK$90),CB6741+1,CB6741)","v":9},515,{"$f":"SUMIF(CIV!$AQ$51:$AQ$90,CB6742,CIV!$BJ$51:$BJ$90)","v":532.69631076974679}]
[null,null,null,null,null,null,null,null,null,null,null,null,null,null,null,null,null,null,null,null,null,null,null,null,null,null,null,null,null,null,null,null,null,null,null,null,null,null,null,null,null,null,null,null,null,null,null,null,null,null,null,null,null,null,null,null,null,null,null,null,null,null,null,null,null,null,null,null,null,null,null,null,null,null,null,282,18,6762,{"$f":"OFFSET(CIV!$D$1,IF($CA$1,BX6764,366-BX6764),BY6764)","v":577.70000000000005},{"$f":"IF(BZ6764=SUMIF(CIV!$AQ$51:$AQ$90,CB6763,CIV!$BK$51:$BK$90),CB6763+1,CB6763)","v":9},514.5,{"$f":"SUMIF(CIV!$AQ$51:$AQ$90,CB6764,CIV!$BJ$51:$BJ$90)","v":532.69631076974679}]
[null,null,null,null,null,null,null,null,null,null,null,null,null,null,null,null,null,null,null,null,null,null,null,null,null,null,null,null,null,null,null,null,null,null,null,null,null,null,null,null,null,null,null,null,null,null,null,null,null,null,null,null,null,null,null,null,null,null,null,null,null,null,null,null,null,null,null,null,null,null,null,null,null,null,null,283,7,6775,{"$f":"OFFSET(CIV!$D$1,IF($CA$1,BX6777,366-BX6777),BY6777)","v":484.7},{"$f":"IF(BZ6777=SUMIF(CIV!$AQ$51:$AQ$90,CB6776,CIV!$BK$51:$BK$90),CB6776+1,CB6776)","v":9},514,{"$f":"SUMIF(CIV!$AQ$51:$AQ$90,CB6777,CIV!$BJ$51:$BJ$90)","v":532.69631076974679}]
[null,null,null,null,null,null,null,null,null,null,null,null,null,null,null,null,null,null,null,null,null,null,null,null,null,null,null,null,null,null,null,null,null,null,null,null,null,null,null,null,null,null,null,null,null,null,null,null,null,null,null,null,null,null,null,null,null,null,null,null,null,null,null,null,null,null,null,null,null,null,null,null,null,null,null,283,24,6792,{"$f":"OFFSET(CIV!$D$1,IF($CA$1,BX6794,366-BX6794),BY6794)","v":620.5},{"$f":"IF(BZ6794=SUMIF(CIV!$AQ$51:$AQ$90,CB6793,CIV!$BK$51:$BK$90),CB6793+1,CB6793)","v":9},513.5,{"$f":"SUMIF(CIV!$AQ$51:$AQ$90,CB6794,CIV!$BJ$51:$BJ$90)","v":532.69631076974679}]
[null,null,null,null,null,null,null,null,null,null,null,null,null,null,null,null,null,null,null,null,null,null,null,null,null,null,null,null,null,null,null,null,null,null,null,null,null,null,null,null,null,null,null,null,null,null,null,null,null,null,null,null,null,null,null,null,null,null,null,null,null,null,null,null,null,null,null,null,null,null,null,null,null,null,null,284,20,6812,{"$f":"OFFSET(CIV!$D$1,IF($CA$1,BX6814,366-BX6814),BY6814)","v":722.6},{"$f":"IF(BZ6814=SUMIF(CIV!$AQ$51:$AQ$90,CB6813,CIV!$BK$51:$BK$90),CB6813+1,CB6813)","v":9},512.70000000000005,{"$f":"SUMIF(CIV!$AQ$51:$AQ$90,CB6814,CIV!$BJ$51:$BJ$90)","v":532.69631076974679}]
[null,null,null,null,null,null,null,null,null,null,null,null,null,null,null,null,null,null,null,null,null,null,null,null,null,null,null,null,null,null,null,null,null,null,null,null,null,null,null,null,null,null,null,null,null,null,null,null,null,null,null,null,null,null,null,null,null,null,null,null,null,null,null,null,null,null,null,null,null,null,null,null,null,null,null,285,11,6827,{"$f":"OFFSET(CIV!$D$1,IF($CA$1,BX6829,366-BX6829),BY6829)","v":485.4},{"$f":"IF(BZ6829=SUMIF(CIV!$AQ$51:$AQ$90,CB6828,CIV!$BK$51:$BK$90),CB6828+1,CB6828)","v":9},512.20000000000005,{"$f":"SUMIF(CIV!$AQ$51:$AQ$90,CB6829,CIV!$BJ$51:$BJ$90)","v":532.69631076974679}]
[null,null,null,null,null,null,null,null,null,null,null,null,null,null,null,null,null,null,null,null,null,null,null,null,null,null,null,null,null,null,null,null,null,null,null,null,null,null,null,null,null,null,null,null,null,null,null,null,null,null,null,null,null,null,null,null,null,null,null,null,null,null,null,null,null,null,null,null,null,null,null,null,null,null,null,286,4,6844,{"$f":"OFFSET(CIV!$D$1,IF($CA$1,BX6846,366-BX6846),BY6846)","v":546},{"$f":"IF(BZ6846=SUMIF(CIV!$AQ$51:$AQ$90,CB6845,CIV!$BK$51:$BK$90),CB6845+1,CB6845)","v":9},511.7,{"$f":"SUMIF(CIV!$AQ$51:$AQ$90,CB6846,CIV!$BJ$51:$BJ$90)","v":532.69631076974679}]
[null,null,null,null,null,null,null,null,null,null,null,null,null,null,null,null,null,null,null,null,null,null,null,null,null,null,null,null,null,null,null,null,null,null,null,null,null,null,null,null,null,null,null,null,null,null,null,null,null,null,null,null,null,null,null,null,null,null,null,null,null,null,null,null,null,null,null,null,null,null,null,null,null,null,null,286,21,6861,{"$f":"OFFSET(CIV!$D$1,IF($CA$1,BX6863,366-BX6863),BY6863)","v":675.4},{"$f":"IF(BZ6863=SUMIF(CIV!$AQ$51:$AQ$90,CB6862,CIV!$BK$51:$BK$90),CB6862+1,CB6862)","v":9},511.2,{"$f":"SUMIF(CIV!$AQ$51:$AQ$90,CB6863,CIV!$BJ$51:$BJ$90)","v":532.69631076974679}]
[null,null,null,null,null,null,null,null,null,null,null,null,null,null,null,null,null,null,null,null,null,null,null,null,null,null,null,null,null,null,null,null,null,null,null,null,null,null,null,null,null,null,null,null,null,null,null,null,null,null,null,null,null,null,null,null,null,null,null,null,null,null,null,null,null,null,null,null,null,null,null,null,null,null,null,286,22,6862,{"$f":"OFFSET(CIV!$D$1,IF($CA$1,BX6864,366-BX6864),BY6864)","v":652},{"$f":"IF(BZ6864=SUMIF(CIV!$AQ$51:$AQ$90,CB6863,CIV!$BK$51:$BK$90),CB6863+1,CB6863)","v":9},511.2,{"$f":"SUMIF(CIV!$AQ$51:$AQ$90,CB6864,CIV!$BJ$51:$BJ$90)","v":532.69631076974679}]
[null,null,null,null,null,null,null,null,null,null,null,null,null,null,null,null,null,null,null,null,null,null,null,null,null,null,null,null,null,null,null,null,null,null,null,null,null,null,null,null,null,null,null,null,null,null,null,null,null,null,null,null,null,null,null,null,null,null,null,null,null,null,null,null,null,null,null,null,null,null,null,null,null,null,null,287,16,6880,{"$f":"OFFSET(CIV!$D$1,IF($CA$1,BX6882,366-BX6882),BY6882)","v":588.70000000000005},{"$f":"IF(BZ6882=SUMIF(CIV!$AQ$51:$AQ$90,CB6881,CIV!$BK$51:$BK$90),CB6881+1,CB6881)","v":9},510.7,{"$f":"SUMIF(CIV!$AQ$51:$AQ$90,CB6882,CIV!$BJ$51:$BJ$90)","v":532.69631076974679}]
[null,null,null,null,null,null,null,null,null,null,null,null,null,null,null,null,null,null,null,null,null,null,null,null,null,null,null,null,null,null,null,null,null,null,null,null,null,null,null,null,null,null,null,null,null,null,null,null,null,null,null,null,null,null,null,null,null,null,null,null,null,null,null,null,null,null,null,null,null,null,null,null,null,null,null,288,9,6897,{"$f":"OFFSET(CIV!$D$1,IF($CA$1,BX6899,366-BX6899),BY6899)","v":560.79999999999995},{"$f":"IF(BZ6899=SUMIF(CIV!$AQ$51:$AQ$90,CB6898,CIV!$BK$51:$BK$90),CB6898+1,CB6898)","v":9},510.2,{"$f":"SUMIF(CIV!$AQ$51:$AQ$90,CB6899,CIV!$BJ$51:$BJ$90)","v":532.69631076974679}]
[null,null,null,null,null,null,null,null,null,null,null,null,null,null,null,null,null,null,null,null,null,null,null,null,null,null,null,null,null,null,null,null,null,null,null,null,null,null,null,null,null,null,null,null,null,null,null,null,null,null,null,null,null,null,null,null,null,null,null,null,null,null,null,null,null,null,null,null,null,null,null,null,null,null,null,288,24,6912,{"$f":"OFFSET(CIV!$D$1,IF($CA$1,BX6914,366-BX6914),BY6914)","v":646.1},{"$f":"IF(BZ6914=SUMIF(CIV!$AQ$51:$AQ$90,CB6913,CIV!$BK$51:$BK$90),CB6913+1,CB6913)","v":9},509.9,{"$f":"SUMIF(CIV!$AQ$51:$AQ$90,CB6914,CIV!$BJ$51:$BJ$90)","v":532.69631076974679}]
[null,null,null,null,null,null,null,null,null,null,null,null,null,null,null,null,null,null,null,null,null,null,null,null,null,null,null,null,null,null,null,null,null,null,null,null,null,null,null,null,null,null,null,null,null,null,null,null,null,null,null,null,null,null,null,null,null,null,null,null,null,null,null,null,null,null,null,null,null,null,null,null,null,null,null,289,20,6932,{"$f":"OFFSET(CIV!$D$1,IF($CA$1,BX6934,366-BX6934),BY6934)","v":752.7},{"$f":"IF(BZ6934=SUMIF(CIV!$AQ$51:$AQ$90,CB6933,CIV!$BK$51:$BK$90),CB6933+1,CB6933)","v":9},509.3,{"$f":"SUMIF(CIV!$AQ$51:$AQ$90,CB6934,CIV!$BJ$51:$BJ$90)","v":532.69631076974679}]
[null,null,null,null,null,null,null,null,null,null,null,null,null,null,null,null,null,null,null,null,null,null,null,null,null,null,null,null,null,null,null,null,null,null,null,null,null,null,null,null,null,null,null,null,null,null,null,null,null,null,null,null,null,null,null,null,null,null,null,null,null,null,null,null,null,null,null,null,null,null,null,null,null,null,null,290,13,6949,{"$f":"OFFSET(CIV!$D$1,IF($CA$1,BX6951,366-BX6951),BY6951)","v":560.9},{"$f":"IF(BZ6951=SUMIF(CIV!$AQ$51:$AQ$90,CB6950,CIV!$BK$51:$BK$90),CB6950+1,CB6950)","v":9},508.9,{"$f":"SUMIF(CIV!$AQ$51:$AQ$90,CB6951,CIV!$BJ$51:$BJ$90)","v":532.69631076974679}]
[null,null,null,null,null,null,null,null,null,null,null,null,null,null,null,null,null,null,null,null,null,null,null,null,null,null,null,null,null,null,null,null,null,null,null,null,null,null,null,null,null,null,null,null,null,null,null,null,null,null,null,null,null,null,null,null,null,null,null,null,null,null,null,null,null,null,null,null,null,null,null,null,null,null,null,291,6,6966,{"$f":"OFFSET(CIV!$D$1,IF($CA$1,BX6968,366-BX6968),BY6968)","v":578.6},{"$f":"IF(BZ6968=SUMIF(CIV!$AQ$51:$AQ$90,CB6967,CIV!$BK$51:$BK$90),CB6967+1,CB6967)","v":9},508.4,{"$f":"SUMIF(CIV!$AQ$51:$AQ$90,CB6968,CIV!$BJ$51:$BJ$90)","v":532.69631076974679}]
[null,null,null,null,null,null,null,null,null,null,null,null,null,null,null,null,null,null,null,null,null,null,null,null,null,null,null,null,null,null,null,null,null,null,null,null,null,null,null,null,null,null,null,null,null,null,null,null,null,null,null,null,null,null,null,null,null,null,null,null,null,null,null,null,null,null,null,null,null,null,null,null,null,null,null,291,19,6979,{"$f":"OFFSET(CIV!$D$1,IF($CA$1,BX6981,366-BX6981),BY6981)","v":742.2},{"$f":"IF(BZ6981=SUMIF(CIV!$AQ$51:$AQ$90,CB6980,CIV!$BK$51:$BK$90),CB6980+1,CB6980)","v":9},508.1,{"$f":"SUMIF(CIV!$AQ$51:$AQ$90,CB6981,CIV!$BJ$51:$BJ$90)","v":532.69631076974679}]
[null,null,null,null,null,null,null,null,null,null,null,null,null,null,null,null,null,null,null,null,null,null,null,null,null,null,null,null,null,null,null,null,null,null,null,null,null,null,null,null,null,null,null,null,null,null,null,null,null,null,null,null,null,null,null,null,null,null,null,null,null,null,null,null,null,null,null,null,null,null,null,null,null,null,null,292,{"$f":"BY6979","v":17},7001,{"$f":"OFFSET(CIV!$D$1,IF($CA$1,BX7003,366-BX7003),BY7003)","v":471.6},{"$f":"IF(BZ7003=SUMIF(CIV!$AQ$51:$AQ$90,CB7002,CIV!$BK$51:$BK$90),CB7002+1,CB7002)","v":9},507.5,{"$f":"SUMIF(CIV!$AQ$51:$AQ$90,CB7003,CIV!$BJ$51:$BJ$90)","v":532.69631076974679}]
[null,null,null,null,null,null,null,null,null,null,null,null,null,null,null,null,null,null,null,null,null,null,null,null,null,null,null,null,null,null,null,null,null,null,null,null,null,null,null,null,null,null,null,null,null,null,null,null,null,null,null,null,null,null,null,null,null,null,null,null,null,null,null,null,null,null,null,null,null,null,null,null,null,null,null,293,10,7018,{"$f":"OFFSET(CIV!$D$1,IF($CA$1,BX7020,366-BX7020),BY7020)","v":413.3},{"$f":"IF(BZ7020=SUMIF(CIV!$AQ$51:$AQ$90,CB7019,CIV!$BK$51:$BK$90),CB7019+1,CB7019)","v":9},506.9,{"$f":"SUMIF(CIV!$AQ$51:$AQ$90,CB7020,CIV!$BJ$51:$BJ$90)","v":532.69631076974679}]
[null,null,null,null,null,null,null,null,null,null,null,null,null,null,null,null,null,null,null,null,null,null,null,null,null,null,null,null,null,null,null,null,null,null,null,null,null,null,null,null,null,null,null,null,null,null,null,null,null,null,null,null,null,null,null,null,null,null,null,null,null,null,null,null,null,null,null,null,null,null,null,null,null,null,null,294,3,7035,{"$f":"OFFSET(CIV!$D$1,IF($CA$1,BX7037,366-BX7037),BY7037)","v":526.6},{"$f":"IF(BZ7037=SUMIF(CIV!$AQ$51:$AQ$90,CB7036,CIV!$BK$51:$BK$90),CB7036+1,CB7036)","v":9},506.3,{"$f":"SUMIF(CIV!$AQ$51:$AQ$90,CB7037,CIV!$BJ$51:$BJ$90)","v":532.69631076974679}]
[null,null,null,null,null,null,null,null,null,null,null,null,null,null,null,null,null,null,null,null,null,null,null,null,null,null,null,null,null,null,null,null,null,null,null,null,null,null,null,null,null,null,null,null,null,null,null,null,null,null,null,null,null,null,null,null,null,null,null,null,null,null,null,null,null,null,null,null,null,null,null,null,null,null,null,294,13,7045,{"$f":"OFFSET(CIV!$D$1,IF($CA$1,BX7047,366-BX7047),BY7047)","v":559.29999999999995},{"$f":"IF(BZ7047=SUMIF(CIV!$AQ$51:$AQ$90,CB7046,CIV!$BK$51:$BK$90),CB7046+1,CB7046)","v":9},506,{"$f":"SUMIF(CIV!$AQ$51:$AQ$90,CB7047,CIV!$BJ$51:$BJ$90)","v":532.69631076974679}]
[null,null,null,null,null,null,null,null,null,null,null,null,null,null,null,null,null,null,null,null,null,null,null,null,null,null,null,null,null,null,null,null,null,null,null,null,null,null,null,null,null,null,null,null,null,null,null,null,null,null,null,null,null,null,null,null,null,null,null,null,null,null,null,null,null,null,null,null,null,null,null,null,null,null,null,295,14,7070,{"$f":"OFFSET(CIV!$D$1,IF($CA$1,BX7072,366-BX7072),BY7072)","v":589.4},{"$f":"IF(BZ7072=SUMIF(CIV!$AQ$51:$AQ$90,CB7071,CIV!$BK$51:$BK$90),CB7071+1,CB7071)","v":9},505.2,{"$f":"SUMIF(CIV!$AQ$51:$AQ$90,CB7072,CIV!$BJ$51:$BJ$90)","v":532.69631076974679}]
[null,null,null,null,null,null,null,null,null,null,null,null,null,null,null,null,null,null,null,null,null,null,null,null,null,null,null,null,null,null,null,null,null,null,null,null,null,null,null,null,null,null,null,null,null,null,null,null,null,null,null,null,null,null,null,null,null,null,null,null,null,null,null,null,null,null,null,null,null,null,null,null,null,null,null,296,7,7087,{"$f":"OFFSET(CIV!$D$1,IF($CA$1,BX7089,366-BX7089),BY7089)","v":508.9},{"$f":"IF(BZ7089=SUMIF(CIV!$AQ$51:$AQ$90,CB7088,CIV!$BK$51:$BK$90),CB7088+1,CB7088)","v":9},504.8,{"$f":"SUMIF(CIV!$AQ$51:$AQ$90,CB7089,CIV!$BJ$51:$BJ$90)","v":532.69631076974679}]
[null,null,null,null,null,null,null,null,null,null,null,null,null,null,null,null,null,null,null,null,null,null,null,null,null,null,null,null,null,null,null,null,null,null,null,null,null,null,null,null,null,null,null,null,null,null,null,null,null,null,null,null,null,null,null,null,null,null,null,null,null,null,null,null,null,null,null,null,null,null,null,null,null,null,null,296,15,7095,{"$f":"OFFSET(CIV!$D$1,IF($CA$1,BX7097,366-BX7097),BY7097)","v":594.4},{"$f":"IF(BZ7097=SUMIF(CIV!$AQ$51:$AQ$90,CB7096,CIV!$BK$51:$BK$90),CB7096+1,CB7096)","v":9},504.5,{"$f":"SUMIF(CIV!$AQ$51:$AQ$90,CB7097,CIV!$BJ$51:$BJ$90)","v":532.69631076974679}]
[null,null,null,null,null,null,null,null,null,null,null,null,null,null,null,null,null,null,null,null,null,null,null,null,null,null,null,null,null,null,null,null,null,null,null,null,null,null,null,null,null,null,null,null,null,null,null,null,null,null,null,null,null,null,null,null,null,null,null,null,null,null,null,null,null,null,null,null,null,null,null,null,null,null,null,297,18,7122,{"$f":"OFFSET(CIV!$D$1,IF($CA$1,BX7124,366-BX7124),BY7124)","v":574.5},{"$f":"IF(BZ7124=SUMIF(CIV!$AQ$51:$AQ$90,CB7123,CIV!$BK$51:$BK$90),CB7123+1,CB7123)","v":9},503.3,{"$f":"SUMIF(CIV!$AQ$51:$AQ$90,CB7124,CIV!$BJ$51:$BJ$90)","v":532.69631076974679}]
[null,null,null,null,null,null,null,null,null,null,null,null,null,null,null,null,null,null,null,null,null,null,null,null,null,null,null,null,null,null,null,null,null,null,null,null,null,null,null,null,null,null,null,null,null,null,null,null,null,null,null,null,null,null,null,null,null,null,null,null,null,null,null,null,null,null,null,null,null,null,null,null,null,null,null,297,19,7123,{"$f":"OFFSET(CIV!$D$1,IF($CA$1,BX7125,366-BX7125),BY7125)","v":757.7},{"$f":"IF(BZ7125=SUMIF(CIV!$AQ$51:$AQ$90,CB7124,CIV!$BK$51:$BK$90),CB7124+1,CB7124)","v":9},503.3,{"$f":"SUMIF(CIV!$AQ$51:$AQ$90,CB7125,CIV!$BJ$51:$BJ$90)","v":532.69631076974679}]
[null,null,null,null,null,null,null,null,null,null,null,null,null,null,null,null,null,null,null,null,null,null,null,null,null,null,null,null,null,null,null,null,null,null,null,null,null,null,null,null,null,null,null,null,null,null,null,null,null,null,null,null,null,null,null,null,null,null,null,null,null,null,null,null,null,null,null,null,null,null,null,null,null,null,null,298,12,7140,{"$f":"OFFSET(CIV!$D$1,IF($CA$1,BX7142,366-BX7142),BY7142)","v":586.4},{"$f":"IF(BZ7142=SUMIF(CIV!$AQ$51:$AQ$90,CB7141,CIV!$BK$51:$BK$90),CB7141+1,CB7141)","v":9},502.6,{"$f":"SUMIF(CIV!$AQ$51:$AQ$90,CB7142,CIV!$BJ$51:$BJ$90)","v":532.69631076974679}]
[null,null,null,null,null,null,null,null,null,null,null,null,null,null,null,null,null,null,null,null,null,null,null,null,null,null,null,null,null,null,null,null,null,null,null,null,null,null,null,null,null,null,null,null,null,null,null,null,null,null,null,null,null,null,null,null,null,null,null,null,null,null,null,null,null,null,null,null,null,null,null,null,null,null,null,299,10,7162,{"$f":"OFFSET(CIV!$D$1,IF($CA$1,BX7164,366-BX7164),BY7164)","v":498.4},{"$f":"IF(BZ7164=SUMIF(CIV!$AQ$51:$AQ$90,CB7163,CIV!$BK$51:$BK$90),CB7163+1,CB7163)","v":9},502,{"$f":"SUMIF(CIV!$AQ$51:$AQ$90,CB7164,CIV!$BJ$51:$BJ$90)","v":532.69631076974679}]
[null,null,null,null,null,null,null,null,null,null,null,null,null,null,null,null,null,null,null,null,null,null,null,null,null,null,null,null,null,null,null,null,null,null,null,null,null,null,null,null,null,null,null,null,null,null,null,null,null,null,null,null,null,null,null,null,null,null,null,null,null,null,null,null,null,null,null,null,null,null,null,null,null,null,null,299,23,7175,{"$f":"OFFSET(CIV!$D$1,IF($CA$1,BX7177,366-BX7177),BY7177)","v":672},{"$f":"IF(BZ7177=SUMIF(CIV!$AQ$51:$AQ$90,CB7176,CIV!$BK$51:$BK$90),CB7176+1,CB7176)","v":9},501.4,{"$f":"SUMIF(CIV!$AQ$51:$AQ$90,CB7177,CIV!$BJ$51:$BJ$90)","v":532.69631076974679}]
[null,null,null,null,null,null,null,null,null,null,null,null,null,null,null,null,null,null,null,null,null,null,null,null,null,null,null,null,null,null,null,null,null,null,null,null,null,null,null,null,null,null,null,null,null,null,null,null,null,null,null,null,null,null,null,null,null,null,null,null,null,null,null,null,null,null,null,null,null,null,null,null,null,null,null,300,16,7192,{"$f":"OFFSET(CIV!$D$1,IF($CA$1,BX7194,366-BX7194),BY7194)","v":443.3},{"$f":"IF(BZ7194=SUMIF(CIV!$AQ$51:$AQ$90,CB7193,CIV!$BK$51:$BK$90),CB7193+1,CB7193)","v":9},500.8,{"$f":"SUMIF(CIV!$AQ$51:$AQ$90,CB7194,CIV!$BJ$51:$BJ$90)","v":532.69631076974679}]
[null,null,null,null,null,null,null,null,null,null,null,null,null,null,null,null,null,null,null,null,null,null,null,null,null,null,null,null,null,null,null,null,null,null,null,null,null,null,null,null,null,null,null,null,null,null,null,null,null,null,null,null,null,null,null,null,null,null,null,null,null,null,null,null,null,null,null,null,null,null,null,null,null,null,null,301,9,7209,{"$f":"OFFSET(CIV!$D$1,IF($CA$1,BX7211,366-BX7211),BY7211)","v":559.5},{"$f":"IF(BZ7211=SUMIF(CIV!$AQ$51:$AQ$90,CB7210,CIV!$BK$51:$BK$90),CB7210+1,CB7210)","v":9},500.1,{"$f":"SUMIF(CIV!$AQ$51:$AQ$90,CB7211,CIV!$BJ$51:$BJ$90)","v":532.69631076974679}]
[null,null,null,null,null,null,null,null,null,null,null,null,null,null,null,null,null,null,null,null,null,null,null,null,null,null,null,null,null,null,null,null,null,null,null,null,null,null,null,null,null,null,null,null,null,null,null,null,null,null,null,null,null,null,null,null,null,null,null,null,null,null,null,null,null,null,null,null,null,null,null,null,null,null,null,302,4,7228,{"$f":"OFFSET(CIV!$D$1,IF($CA$1,BX7230,366-BX7230),BY7230)","v":581},{"$f":"IF(BZ7230=SUMIF(CIV!$AQ$51:$AQ$90,CB7229,CIV!$BK$51:$BK$90),CB7229+1,CB7229)","v":9},499.2,{"$f":"SUMIF(CIV!$AQ$51:$AQ$90,CB7230,CIV!$BJ$51:$BJ$90)","v":532.69631076974679}]
[null,null,null,null,null,null,null,null,null,null,null,null,null,null,null,null,null,null,null,null,null,null,null,null,null,null,null,null,null,null,null,null,null,null,null,null,null,null,null,null,null,null,null,null,null,null,null,null,null,null,null,null,null,null,null,null,null,null,null,null,null,null,null,null,null,null,null,null,null,null,null,null,null,null,null,302,20,7244,{"$f":"OFFSET(CIV!$D$1,IF($CA$1,BX7246,366-BX7246),BY7246)","v":755.1},{"$f":"IF(BZ7246=SUMIF(CIV!$AQ$51:$AQ$90,CB7245,CIV!$BK$51:$BK$90),CB7245+1,CB7245)","v":9},498.8,{"$f":"SUMIF(CIV!$AQ$51:$AQ$90,CB7246,CIV!$BJ$51:$BJ$90)","v":532.69631076974679}]
[null,null,null,null,null,null,null,null,null,null,null,null,null,null,null,null,null,null,null,null,null,null,null,null,null,null,null,null,null,null,null,null,null,null,null,null,null,null,null,null,null,null,null,null,null,null,null,null,null,null,null,null,null,null,null,null,null,null,null,null,null,null,null,null,null,null,null,null,null,null,null,null,null,null,null,303,13,7261,{"$f":"OFFSET(CIV!$D$1,IF($CA$1,BX7263,366-BX7263),BY7263)","v":575.29999999999995},{"$f":"IF(BZ7263=SUMIF(CIV!$AQ$51:$AQ$90,CB7262,CIV!$BK$51:$BK$90),CB7262+1,CB7262)","v":9},498.2,{"$f":"SUMIF(CIV!$AQ$51:$AQ$90,CB7263,CIV!$BJ$51:$BJ$90)","v":532.69631076974679}]
[null,null,null,null,null,null,null,null,null,null,null,null,null,null,null,null,null,null,null,null,null,null,null,null,null,null,null,null,null,null,null,null,null,null,null,null,null,null,null,null,null,null,null,null,null,null,null,null,null,null,null,null,null,null,null,null,null,null,null,null,null,null,null,null,null,null,null,null,null,null,null,null,null,null,null,304,6,7278,{"$f":"OFFSET(CIV!$D$1,IF($CA$1,BX7280,366-BX7280),BY7280)","v":574},{"$f":"IF(BZ7280=SUMIF(CIV!$AQ$51:$AQ$90,CB7279,CIV!$BK$51:$BK$90),CB7279+1,CB7279)","v":9},497.3,{"$f":"SUMIF(CIV!$AQ$51:$AQ$90,CB7280,CIV!$BJ$51:$BJ$90)","v":532.69631076974679}]
[null,null,null,null,null,null,null,null,null,null,null,null,null,null,null,null,null,null,null,null,null,null,null,null,null,null,null,null,null,null,null,null,null,null,null,null,null,null,null,null,null,null,null,null,null,null,null,null,null,null,null,null,null,null,null,null,null,null,null,null,null,null,null,null,null,null,null,null,null,null,null,null,null,null,null,304,24,7296,{"$f":"OFFSET(CIV!$D$1,IF($CA$1,BX7298,366-BX7298),BY7298)","v":634.20000000000005},{"$f":"IF(BZ7298=SUMIF(CIV!$AQ$51:$AQ$90,CB7297,CIV!$BK$51:$BK$90),CB7297+1,CB7297)","v":10},496.5,{"$f":"SUMIF(CIV!$AQ$51:$AQ$90,CB7298,CIV!$BJ$51:$BJ$90)","v":497.22955636946375}]
[null,null,null,null,null,null,null,null,null,null,null,null,null,null,null,null,null,null,null,null,null,null,null,null,null,null,null,null,null,null,null,null,null,null,null,null,null,null,null,null,null,null,null,null,null,null,null,null,null,null,null,null,null,null,null,null,null,null,null,null,null,null,null,null,null,null,null,null,null,null,null,null,null,null,null,305,17,7313,{"$f":"OFFSET(CIV!$D$1,IF($CA$1,BX7315,366-BX7315),BY7315)","v":532.29999999999995},{"$f":"IF(BZ7315=SUMIF(CIV!$AQ$51:$AQ$90,CB7314,CIV!$BK$51:$BK$90),CB7314+1,CB7314)","v":10},496.2,{"$f":"SUMIF(CIV!$AQ$51:$AQ$90,CB7315,CIV!$BJ$51:$BJ$90)","v":497.22955636946375}]
[null,null,null,null,null,null,null,null,null,null,null,null,null,null,null,null,null,null,null,null,null,null,null,null,null,null,null,null,null,null,null,null,null,null,null,null,null,null,null,null,null,null,null,null,null,null,null,null,null,null,null,null,null,null,null,null,null,null,null,null,null,null,null,null,null,null,null,null,null,null,null,null,null,null,null,306,10,7330,{"$f":"OFFSET(CIV!$D$1,IF($CA$1,BX7332,366-BX7332),BY7332)","v":429},{"$f":"IF(BZ7332=SUMIF(CIV!$AQ$51:$AQ$90,CB7331,CIV!$BK$51:$BK$90),CB7331+1,CB7331)","v":10},495.1,{"$f":"SUMIF(CIV!$AQ$51:$AQ$90,CB7332,CIV!$BJ$51:$BJ$90)","v":497.22955636946375}]
[null,null,null,null,null,null,null,null,null,null,null,null,null,null,null,null,null,null,null,null,null,null,null,null,null,null,null,null,null,null,null,null,null,null,null,null,null,null,null,null,null,null,null,null,null,null,null,null,null,null,null,null,null,null,null,null,null,null,null,null,null,null,null,null,null,null,null,null,null,null,null,null,null,null,null,307,1,7345,{"$f":"OFFSET(CIV!$D$1,IF($CA$1,BX7347,366-BX7347),BY7347)","v":563.79999999999995},{"$f":"IF(BZ7347=SUMIF(CIV!$AQ$51:$AQ$90,CB7346,CIV!$BK$51:$BK$90),CB7346+1,CB7346)","v":10},494.5,{"$f":"SUMIF(CIV!$AQ$51:$AQ$90,CB7347,CIV!$BJ$51:$BJ$90)","v":497.22955636946375}]
[null,null,null,null,null,null,null,null,null,null,null,null,null,null,null,null,null,null,null,null,null,null,null,null,null,null,null,null,null,null,null,null,null,null,null,null,null,null,null,null,null,null,null,null,null,null,null,null,null,null,null,null,null,null,null,null,null,null,null,null,null,null,null,null,null,null,null,null,null,null,null,null,null,null,null,307,21,7365,{"$f":"OFFSET(CIV!$D$1,IF($CA$1,BX7367,366-BX7367),BY7367)","v":683.8},{"$f":"IF(BZ7367=SUMIF(CIV!$AQ$51:$AQ$90,CB7366,CIV!$BK$51:$BK$90),CB7366+1,CB7366)","v":10},493.4,{"$f":"SUMIF(CIV!$AQ$51:$AQ$90,CB7367,CIV!$BJ$51:$BJ$90)","v":497.22955636946375}]
[null,null,null,null,null,null,null,null,null,null,null,null,null,null,null,null,null,null,null,null,null,null,null,null,null,null,null,null,null,null,null,null,null,null,null,null,null,null,null,null,null,null,null,null,null,null,null,null,null,null,null,null,null,null,null,null,null,null,null,null,null,null,null,null,null,null,null,null,null,null,null,null,null,null,null,308,14,7382,{"$f":"OFFSET(CIV!$D$1,IF($CA$1,BX7384,366-BX7384),BY7384)","v":551.6},{"$f":"IF(BZ7384=SUMIF(CIV!$AQ$51:$AQ$90,CB7383,CIV!$BK$51:$BK$90),CB7383+1,CB7383)","v":10},492.5,{"$f":"SUMIF(CIV!$AQ$51:$AQ$90,CB7384,CIV!$BJ$51:$BJ$90)","v":497.22955636946375}]
[null,null,null,null,null,null,null,null,null,null,null,null,null,null,null,null,null,null,null,null,null,null,null,null,null,null,null,null,null,null,null,null,null,null,null,null,null,null,null,null,null,null,null,null,null,null,null,null,null,null,null,null,null,null,null,null,null,null,null,null,null,null,null,null,null,null,null,null,null,null,null,null,null,null,null,309,3,7395,{"$f":"OFFSET(CIV!$D$1,IF($CA$1,BX7397,366-BX7397),BY7397)","v":573.70000000000005},{"$f":"IF(BZ7397=SUMIF(CIV!$AQ$51:$AQ$90,CB7396,CIV!$BK$51:$BK$90),CB7396+1,CB7396)","v":10},491.8,{"$f":"SUMIF(CIV!$AQ$51:$AQ$90,CB7397,CIV!$BJ$51:$BJ$90)","v":497.22955636946375}]
[null,null,null,null,null,null,null,null,null,null,null,null,null,null,null,null,null,null,null,null,null,null,null,null,null,null,null,null,null,null,null,null,null,null,null,null,null,null,null,null,null,null,null,null,null,null,null,null,null,null,null,null,null,null,null,null,null,null,null,null,null,null,null,null,null,null,null,null,null,null,null,null,null,null,null,309,9,7401,{"$f":"OFFSET(CIV!$D$1,IF($CA$1,BX7403,366-BX7403),BY7403)","v":573.4},{"$f":"IF(BZ7403=SUMIF(CIV!$AQ$51:$AQ$90,CB7402,CIV!$BK$51:$BK$90),CB7402+1,CB7402)","v":10},491.3,{"$f":"SUMIF(CIV!$AQ$51:$AQ$90,CB7403,CIV!$BJ$51:$BJ$90)","v":497.22955636946375}]
[null,null,null,null,null,null,null,null,null,null,null,null,null,null,null,null,null,null,null,null,null,null,null,null,null,null,null,null,null,null,null,null,null,null,null,null,null,null,null,null,null,null,null,null,null,null,null,null,null,null,null,null,null,null,null,null,null,null,null,null,null,null,null,null,null,null,null,null,null,null,null,null,null,null,null,310,2,7418,{"$f":"OFFSET(CIV!$D$1,IF($CA$1,BX7420,366-BX7420),BY7420)","v":607.5},{"$f":"IF(BZ7420=SUMIF(CIV!$AQ$51:$AQ$90,CB7419,CIV!$BK$51:$BK$90),CB7419+1,CB7419)","v":10},490.2,{"$f":"SUMIF(CIV!$AQ$51:$AQ$90,CB7420,CIV!$BJ$51:$BJ$90)","v":497.22955636946375}]
[null,null,null,null,null,null,null,null,null,null,null,null,null,null,null,null,null,null,null,null,null,null,null,null,null,null,null,null,null,null,null,null,null,null,null,null,null,null,null,null,null,null,null,null,null,null,null,null,null,null,null,null,null,null,null,null,null,null,null,null,null,null,null,null,null,null,null,null,null,null,null,null,null,null,null,310,19,7435,{"$f":"OFFSET(CIV!$D$1,IF($CA$1,BX7437,366-BX7437),BY7437)","v":745.5},{"$f":"IF(BZ7437=SUMIF(CIV!$AQ$51:$AQ$90,CB7436,CIV!$BK$51:$BK$90),CB7436+1,CB7436)","v":10},489.2,{"$f":"SUMIF(CIV!$AQ$51:$AQ$90,CB7437,CIV!$BJ$51:$BJ$90)","v":497.22955636946375}]
[null,null,null,null,null,null,null,null,null,null,null,null,null,null,null,null,null,null,null,null,null,null,null,null,null,null,null,null,null,null,null,null,null,null,null,null,null,null,null,null,null,null,null,null,null,null,null,null,null,null,null,null,null,null,null,null,null,null,null,null,null,null,null,null,null,null,null,null,null,null,null,null,null,null,null,311,22,7462,{"$f":"OFFSET(CIV!$D$1,IF($CA$1,BX7464,366-BX7464),BY7464)","v":733.8},{"$f":"IF(BZ7464=SUMIF(CIV!$AQ$51:$AQ$90,CB7463,CIV!$BK$51:$BK$90),CB7463+1,CB7463)","v":10},488.1,{"$f":"SUMIF(CIV!$AQ$51:$AQ$90,CB7464,CIV!$BJ$51:$BJ$90)","v":497.22955636946375}]
[null,null,null,null,null,null,null,null,null,null,null,null,null,null,null,null,null,null,null,null,null,null,null,null,null,null,null,null,null,null,null,null,null,null,null,null,null,null,null,null,null,null,null,null,null,null,null,null,null,null,null,null,null,null,null,null,null,null,null,null,null,null,null,null,null,null,null,null,null,null,null,null,null,null,null,312,6,7470,{"$f":"OFFSET(CIV!$D$1,IF($CA$1,BX7472,366-BX7472),BY7472)","v":542.70000000000005},{"$f":"IF(BZ7472=SUMIF(CIV!$AQ$51:$AQ$90,CB7471,CIV!$BK$51:$BK$90),CB7471+1,CB7471)","v":10},487.7,{"$f":"SUMIF(CIV!$AQ$51:$AQ$90,CB7472,CIV!$BJ$51:$BJ$90)","v":497.22955636946375}]
[null,null,null,null,null,null,null,null,null,null,null,null,null,null,null,null,null,null,null,null,null,null,null,null,null,null,null,null,null,null,null,null,null,null,null,null,null,null,null,null,null,null,null,null,null,null,null,null,null,null,null,null,null,null,null,null,null,null,null,null,null,null,null,null,null,null,null,null,null,null,null,null,null,null,null,312,23,7487,{"$f":"OFFSET(CIV!$D$1,IF($CA$1,BX7489,366-BX7489),BY7489)","v":664.74},{"$f":"IF(BZ7489=SUMIF(CIV!$AQ$51:$AQ$90,CB7488,CIV!$BK$51:$BK$90),CB7488+1,CB7488)","v":10},487,{"$f":"SUMIF(CIV!$AQ$51:$AQ$90,CB7489,CIV!$BJ$51:$BJ$90)","v":497.22955636946375}]
[null,null,null,null,null,null,null,null,null,null,null,null,null,null,null,null,null,null,null,null,null,null,null,null,null,null,null,null,null,null,null,null,null,null,null,null,null,null,null,null,null,null,null,null,null,null,null,null,null,null,null,null,null,null,null,null,null,null,null,null,null,null,null,null,null,null,null,null,null,null,null,null,null,null,null,313,16,7504,{"$f":"OFFSET(CIV!$D$1,IF($CA$1,BX7506,366-BX7506),BY7506)","v":488.5},{"$f":"IF(BZ7506=SUMIF(CIV!$AQ$51:$AQ$90,CB7505,CIV!$BK$51:$BK$90),CB7505+1,CB7505)","v":10},486.4,{"$f":"SUMIF(CIV!$AQ$51:$AQ$90,CB7506,CIV!$BJ$51:$BJ$90)","v":497.22955636946375}]
[null,null,null,null,null,null,null,null,null,null,null,null,null,null,null,null,null,null,null,null,null,null,null,null,null,null,null,null,null,null,null,null,null,null,null,null,null,null,null,null,null,null,null,null,null,null,null,null,null,null,null,null,null,null,null,null,null,null,null,null,null,null,null,null,null,null,null,null,null,null,null,null,null,null,null,314,16,7528,{"$f":"OFFSET(CIV!$D$1,IF($CA$1,BX7530,366-BX7530),BY7530)","v":438.9},{"$f":"IF(BZ7530=SUMIF(CIV!$AQ$51:$AQ$90,CB7529,CIV!$BK$51:$BK$90),CB7529+1,CB7529)","v":10},484.8,{"$f":"SUMIF(CIV!$AQ$51:$AQ$90,CB7530,CIV!$BJ$51:$BJ$90)","v":497.22955636946375}]
[null,null,null,null,null,null,null,null,null,null,null,null,null,null,null,null,null,null,null,null,null,null,null,null,null,null,null,null,null,null,null,null,null,null,null,null,null,null,null,null,null,null,null,null,null,null,null,null,null,null,null,null,null,null,null,null,null,null,null,null,null,null,null,null,null,null,null,null,null,null,null,null,null,null,null,315,3,7539,{"$f":"OFFSET(CIV!$D$1,IF($CA$1,BX7541,366-BX7541),BY7541)","v":554.5},{"$f":"IF(BZ7541=SUMIF(CIV!$AQ$51:$AQ$90,CB7540,CIV!$BK$51:$BK$90),CB7540+1,CB7540)","v":10},484.4,{"$f":"SUMIF(CIV!$AQ$51:$AQ$90,CB7541,CIV!$BJ$51:$BJ$90)","v":497.22955636946375}]
[null,null,null,null,null,null,null,null,null,null,null,null,null,null,null,null,null,null,null,null,null,null,null,null,null,null,null,null,null,null,null,null,null,null,null,null,null,null,null,null,null,null,null,null,null,null,null,null,null,null,null,null,null,null,null,null,null,null,null,null,null,null,null,null,null,null,null,null,null,null,null,null,null,null,null,315,20,7556,{"$f":"OFFSET(CIV!$D$1,IF($CA$1,BX7558,366-BX7558),BY7558)","v":769.6},{"$f":"IF(BZ7558=SUMIF(CIV!$AQ$51:$AQ$90,CB7557,CIV!$BK$51:$BK$90),CB7557+1,CB7557)","v":10},483.9,{"$f":"SUMIF(CIV!$AQ$51:$AQ$90,CB7558,CIV!$BJ$51:$BJ$90)","v":497.22955636946375}]
[null,null,null,null,null,null,null,null,null,null,null,null,null,null,null,null,null,null,null,null,null,null,null,null,null,null,null,null,null,null,null,null,null,null,null,null,null,null,null,null,null,null,null,null,null,null,null,null,null,null,null,null,null,null,null,null,null,null,null,null,null,null,null,null,null,null,null,null,null,null,null,null,null,null,null,316,18,7578,{"$f":"OFFSET(CIV!$D$1,IF($CA$1,BX7580,366-BX7580),BY7580)","v":600.79999999999995},{"$f":"IF(BZ7580=SUMIF(CIV!$AQ$51:$AQ$90,CB7579,CIV!$BK$51:$BK$90),CB7579+1,CB7579)","v":10},482.7,{"$f":"SUMIF(CIV!$AQ$51:$AQ$90,CB7580,CIV!$BJ$51:$BJ$90)","v":497.22955636946375}]
[null,null,null,null,null,null,null,null,null,null,null,null,null,null,null,null,null,null,null,null,null,null,null,null,null,null,null,null,null,null,null,null,null,null,null,null,null,null,null,null,null,null,null,null,null,null,null,null,null,null,null,null,null,null,null,null,null,null,null,null,null,null,null,null,null,null,null,null,null,null,null,null,null,null,null,317,7,7591,{"$f":"OFFSET(CIV!$D$1,IF($CA$1,BX7593,366-BX7593),BY7593)","v":507.9},{"$f":"IF(BZ7593=SUMIF(CIV!$AQ$51:$AQ$90,CB7592,CIV!$BK$51:$BK$90),CB7592+1,CB7592)","v":10},481.8,{"$f":"SUMIF(CIV!$AQ$51:$AQ$90,CB7593,CIV!$BJ$51:$BJ$90)","v":497.22955636946375}]
[null,null,null,null,null,null,null,null,null,null,null,null,null,null,null,null,null,null,null,null,null,null,null,null,null,null,null,null,null,null,null,null,null,null,null,null,null,null,null,null,null,null,null,null,null,null,null,null,null,null,null,null,null,null,null,null,null,null,null,null,null,null,null,null,null,null,null,null,null,null,null,null,null,null,null,317,24,7608,{"$f":"OFFSET(CIV!$D$1,IF($CA$1,BX7610,366-BX7610),BY7610)","v":646.20000000000005},{"$f":"IF(BZ7610=SUMIF(CIV!$AQ$51:$AQ$90,CB7609,CIV!$BK$51:$BK$90),CB7609+1,CB7609)","v":10},481,{"$f":"SUMIF(CIV!$AQ$51:$AQ$90,CB7610,CIV!$BJ$51:$BJ$90)","v":497.22955636946375}]
[null,null,null,null,null,null,null,null,null,null,null,null,null,null,null,null,null,null,null,null,null,null,null,null,null,null,null,null,null,null,null,null,null,null,null,null,null,null,null,null,null,null,null,null,null,null,null,null,null,null,null,null,null,null,null,null,null,null,null,null,null,null,null,null,null,null,null,null,null,null,null,null,null,null,null,318,17,7625,{"$f":"OFFSET(CIV!$D$1,IF($CA$1,BX7627,366-BX7627),BY7627)","v":596.70000000000005},{"$f":"IF(BZ7627=SUMIF(CIV!$AQ$51:$AQ$90,CB7626,CIV!$BK$51:$BK$90),CB7626+1,CB7626)","v":10},479.8,{"$f":"SUMIF(CIV!$AQ$51:$AQ$90,CB7627,CIV!$BJ$51:$BJ$90)","v":497.22955636946375}]
[null,null,null,null,null,null,null,null,null,null,null,null,null,null,null,null,null,null,null,null,null,null,null,null,null,null,null,null,null,null,null,null,null,null,null,null,null,null,null,null,null,null,null,null,null,null,null,null,null,null,null,null,null,null,null,null,null,null,null,null,null,null,null,null,null,null,null,null,null,null,null,null,null,null,null,318,20,7628,{"$f":"OFFSET(CIV!$D$1,IF($CA$1,BX7630,366-BX7630),BY7630)","v":771.9},{"$f":"IF(BZ7630=SUMIF(CIV!$AQ$51:$AQ$90,CB7629,CIV!$BK$51:$BK$90),CB7629+1,CB7629)","v":10},479.4,{"$f":"SUMIF(CIV!$AQ$51:$AQ$90,CB7630,CIV!$BJ$51:$BJ$90)","v":497.22955636946375}]
[null,null,null,null,null,null,null,null,null,null,null,null,null,null,null,null,null,null,null,null,null,null,null,null,null,null,null,null,null,null,null,null,null,null,null,null,null,null,null,null,null,null,null,null,null,null,null,null,null,null,null,null,null,null,null,null,null,null,null,null,null,null,null,null,null,null,null,null,null,null,null,null,null,null,null,319,12,7644,{"$f":"OFFSET(CIV!$D$1,IF($CA$1,BX7646,366-BX7646),BY7646)","v":592.70000000000005},{"$f":"IF(BZ7646=SUMIF(CIV!$AQ$51:$AQ$90,CB7645,CIV!$BK$51:$BK$90),CB7645+1,CB7645)","v":10},478.6,{"$f":"SUMIF(CIV!$AQ$51:$AQ$90,CB7646,CIV!$BJ$51:$BJ$90)","v":497.22955636946375}]
[null,null,null,null,null,null,null,null,null,null,null,null,null,null,null,null,null,null,null,null,null,null,null,null,null,null,null,null,null,null,null,null,null,null,null,null,null,null,null,null,null,null,null,null,null,null,null,null,null,null,null,null,null,null,null,null,null,null,null,null,null,null,null,null,null,null,null,null,null,null,null,null,null,null,null,320,5,7661,{"$f":"OFFSET(CIV!$D$1,IF($CA$1,BX7663,366-BX7663),BY7663)","v":590.1},{"$f":"IF(BZ7663=SUMIF(CIV!$AQ$51:$AQ$90,CB7662,CIV!$BK$51:$BK$90),CB7662+1,CB7662)","v":10},477.2,{"$f":"SUMIF(CIV!$AQ$51:$AQ$90,CB7663,CIV!$BJ$51:$BJ$90)","v":497.22955636946375}]
[null,null,null,null,null,null,null,null,null,null,null,null,null,null,null,null,null,null,null,null,null,null,null,null,null,null,null,null,null,null,null,null,null,null,null,null,null,null,null,null,null,null,null,null,null,null,null,null,null,null,null,null,null,null,null,null,null,null,null,null,null,null,null,null,null,null,null,null,null,null,null,null,null,null,null,320,22,7678,{"$f":"OFFSET(CIV!$D$1,IF($CA$1,BX7680,366-BX7680),BY7680)","v":712.3},{"$f":"IF(BZ7680=SUMIF(CIV!$AQ$51:$AQ$90,CB7679,CIV!$BK$51:$BK$90),CB7679+1,CB7679)","v":10},476.2,{"$f":"SUMIF(CIV!$AQ$51:$AQ$90,CB7680,CIV!$BJ$51:$BJ$90)","v":497.22955636946375}]
[null,null,null,null,null,null,null,null,null,null,null,null,null,null,null,null,null,null,null,null,null,null,null,null,null,null,null,null,null,null,null,null,null,null,null,null,null,null,null,null,null,null,null,null,null,null,null,null,null,null,null,null,null,null,null,null,null,null,null,null,null,null,null,null,null,null,null,null,null,null,null,null,null,null,null,321,14,7694,{"$f":"OFFSET(CIV!$D$1,IF($CA$1,BX7696,366-BX7696),BY7696)","v":459},{"$f":"IF(BZ7696=SUMIF(CIV!$AQ$51:$AQ$90,CB7695,CIV!$BK$51:$BK$90),CB7695+1,CB7695)","v":10},475.5,{"$f":"SUMIF(CIV!$AQ$51:$AQ$90,CB7696,CIV!$BJ$51:$BJ$90)","v":497.22955636946375}]
[null,null,null,null,null,null,null,null,null,null,null,null,null,null,null,null,null,null,null,null,null,null,null,null,null,null,null,null,null,null,null,null,null,null,null,null,null,null,null,null,null,null,null,null,null,null,null,null,null,null,null,null,null,null,null,null,null,null,null,null,null,null,null,null,null,null,null,null,null,null,null,null,null,null,null,322,9,7713,{"$f":"OFFSET(CIV!$D$1,IF($CA$1,BX7715,366-BX7715),BY7715)","v":579},{"$f":"IF(BZ7715=SUMIF(CIV!$AQ$51:$AQ$90,CB7714,CIV!$BK$51:$BK$90),CB7714+1,CB7714)","v":10},473.9,{"$f":"SUMIF(CIV!$AQ$51:$AQ$90,CB7715,CIV!$BJ$51:$BJ$90)","v":497.22955636946375}]
[null,null,null,null,null,null,null,null,null,null,null,null,null,null,null,null,null,null,null,null,null,null,null,null,null,null,null,null,null,null,null,null,null,null,null,null,null,null,null,null,null,null,null,null,null,null,null,null,null,null,null,null,null,null,null,null,null,null,null,null,null,null,null,null,null,null,null,null,null,null,null,null,null,null,null,323,2,7730,{"$f":"OFFSET(CIV!$D$1,IF($CA$1,BX7732,366-BX7732),BY7732)","v":628.9},{"$f":"IF(BZ7732=SUMIF(CIV!$AQ$51:$AQ$90,CB7731,CIV!$BK$51:$BK$90),CB7731+1,CB7731)","v":10},472.6,{"$f":"SUMIF(CIV!$AQ$51:$AQ$90,CB7732,CIV!$BJ$51:$BJ$90)","v":497.22955636946375}]
[null,null,null,null,null,null,null,null,null,null,null,null,null,null,null,null,null,null,null,null,null,null,null,null,null,null,null,null,null,null,null,null,null,null,null,null,null,null,null,null,null,null,null,null,null,null,null,null,null,null,null,null,null,null,null,null,null,null,null,null,null,null,null,null,null,null,null,null,null,null,null,null,null,null,null,323,16,7744,{"$f":"OFFSET(CIV!$D$1,IF($CA$1,BX7746,366-BX7746),BY7746)","v":615.5},{"$f":"IF(BZ7746=SUMIF(CIV!$AQ$51:$AQ$90,CB7745,CIV!$BK$51:$BK$90),CB7745+1,CB7745)","v":10},471.7,{"$f":"SUMIF(CIV!$AQ$51:$AQ$90,CB7746,CIV!$BJ$51:$BJ$90)","v":497.22955636946375}]
[null,null,null,null,null,null,null,null,null,null,null,null,null,null,null,null,null,null,null,null,null,null,null,null,null,null,null,null,null,null,null,null,null,null,null,null,null,null,null,null,null,null,null,null,null,null,null,null,null,null,null,null,null,null,null,null,null,null,null,null,null,null,null,null,null,null,null,null,null,null,null,null,null,null,null,324,13,7765,{"$f":"OFFSET(CIV!$D$1,IF($CA$1,BX7767,366-BX7767),BY7767)","v":613.5},{"$f":"IF(BZ7767=SUMIF(CIV!$AQ$51:$AQ$90,CB7766,CIV!$BK$51:$BK$90),CB7766+1,CB7766)","v":10},470.5,{"$f":"SUMIF(CIV!$AQ$51:$AQ$90,CB7767,CIV!$BJ$51:$BJ$90)","v":497.22955636946375}]
[null,null,null,null,null,null,null,null,null,null,null,null,null,null,null,null,null,null,null,null,null,null,null,null,null,null,null,null,null,null,null,null,null,null,null,null,null,null,null,null,null,null,null,null,null,null,null,null,null,null,null,null,null,null,null,null,null,null,null,null,null,null,null,null,null,null,null,null,null,null,null,null,null,null,null,325,6,7782,{"$f":"OFFSET(CIV!$D$1,IF($CA$1,BX7784,366-BX7784),BY7784)","v":619.4},{"$f":"IF(BZ7784=SUMIF(CIV!$AQ$51:$AQ$90,CB7783,CIV!$BK$51:$BK$90),CB7783+1,CB7783)","v":10},469.2,{"$f":"SUMIF(CIV!$AQ$51:$AQ$90,CB7784,CIV!$BJ$51:$BJ$90)","v":497.22955636946375}]
[null,null,null,null,null,null,null,null,null,null,null,null,null,null,null,null,null,null,null,null,null,null,null,null,null,null,null,null,null,null,null,null,null,null,null,null,null,null,null,null,null,null,null,null,null,null,null,null,null,null,null,null,null,null,null,null,null,null,null,null,null,null,null,null,null,null,null,null,null,null,null,null,null,null,null,325,23,7799,{"$f":"OFFSET(CIV!$D$1,IF($CA$1,BX7801,366-BX7801),BY7801)","v":701.3},{"$f":"IF(BZ7801=SUMIF(CIV!$AQ$51:$AQ$90,CB7800,CIV!$BK$51:$BK$90),CB7800+1,CB7800)","v":10},467.6,{"$f":"SUMIF(CIV!$AQ$51:$AQ$90,CB7801,CIV!$BJ$51:$BJ$90)","v":497.22955636946375}]
[null,null,null,null,null,null,null,null,null,null,null,null,null,null,null,null,null,null,null,null,null,null,null,null,null,null,null,null,null,null,null,null,null,null,null,null,null,null,null,null,null,null,null,null,null,null,null,null,null,null,null,null,null,null,null,null,null,null,null,null,null,null,null,null,null,null,null,null,null,null,null,null,null,null,null,326,11,7811,{"$f":"OFFSET(CIV!$D$1,IF($CA$1,BX7813,366-BX7813),BY7813)","v":606.1},{"$f":"IF(BZ7813=SUMIF(CIV!$AQ$51:$AQ$90,CB7812,CIV!$BK$51:$BK$90),CB7812+1,CB7812)","v":10},467,{"$f":"SUMIF(CIV!$AQ$51:$AQ$90,CB7813,CIV!$BJ$51:$BJ$90)","v":497.22955636946375}]
[null,null,null,null,null,null,null,null,null,null,null,null,null,null,null,null,null,null,null,null,null,null,null,null,null,null,null,null,null,null,null,null,null,null,null,null,null,null,null,null,null,null,null,null,null,null,null,null,null,null,null,null,null,null,null,null,null,null,null,null,null,null,null,null,null,null,null,null,null,null,null,null,null,null,null,327,10,7834,{"$f":"OFFSET(CIV!$D$1,IF($CA$1,BX7836,366-BX7836),BY7836)","v":506.4},{"$f":"IF(BZ7836=SUMIF(CIV!$AQ$51:$AQ$90,CB7835,CIV!$BK$51:$BK$90),CB7835+1,CB7835)","v":10},464.4,{"$f":"SUMIF(CIV!$AQ$51:$AQ$90,CB7836,CIV!$BJ$51:$BJ$90)","v":497.22955636946375}]
[null,null,null,null,null,null,null,null,null,null,null,null,null,null,null,null,null,null,null,null,null,null,null,null,null,null,null,null,null,null,null,null,null,null,null,null,null,null,null,null,null,null,null,null,null,null,null,null,null,null,null,null,null,null,null,null,null,null,null,null,null,null,null,null,null,null,null,null,null,null,null,null,null,null,null,328,3,7851,{"$f":"OFFSET(CIV!$D$1,IF($CA$1,BX7853,366-BX7853),BY7853)","v":586.70000000000005},{"$f":"IF(BZ7853=SUMIF(CIV!$AQ$51:$AQ$90,CB7852,CIV!$BK$51:$BK$90),CB7852+1,CB7852)","v":10},463.2,{"$f":"SUMIF(CIV!$AQ$51:$AQ$90,CB7853,CIV!$BJ$51:$BJ$90)","v":497.22955636946375}]
[null,null,null,null,null,null,null,null,null,null,null,null,null,null,null,null,null,null,null,null,null,null,null,null,null,null,null,null,null,null,null,null,null,null,null,null,null,null,null,null,null,null,null,null,null,null,null,null,null,null,null,null,null,null,null,null,null,null,null,null,null,null,null,null,null,null,null,null,null,null,null,null,null,null,null,328,13,7861,{"$f":"OFFSET(CIV!$D$1,IF($CA$1,BX7863,366-BX7863),BY7863)","v":436.2},{"$f":"IF(BZ7863=SUMIF(CIV!$AQ$51:$AQ$90,CB7862,CIV!$BK$51:$BK$90),CB7862+1,CB7862)","v":10},462.6,{"$f":"SUMIF(CIV!$AQ$51:$AQ$90,CB7863,CIV!$BJ$51:$BJ$90)","v":497.22955636946375}]
[null,null,null,null,null,null,null,null,null,null,null,null,null,null,null,null,null,null,null,null,null,null,null,null,null,null,null,null,null,null,null,null,null,null,null,null,null,null,null,null,null,null,null,null,null,null,null,null,null,null,null,null,null,null,null,null,null,null,null,null,null,null,null,null,null,null,null,null,null,null,null,null,null,null,null,329,14,7886,{"$f":"OFFSET(CIV!$D$1,IF($CA$1,BX7888,366-BX7888),BY7888)","v":612.79999999999995},{"$f":"IF(BZ7888=SUMIF(CIV!$AQ$51:$AQ$90,CB7887,CIV!$BK$51:$BK$90),CB7887+1,CB7887)","v":10},461,{"$f":"SUMIF(CIV!$AQ$51:$AQ$90,CB7888,CIV!$BJ$51:$BJ$90)","v":497.22955636946375}]
[null,null,null,null,null,null,null,null,null,null,null,null,null,null,null,null,null,null,null,null,null,null,null,null,null,null,null,null,null,null,null,null,null,null,null,null,null,null,null,null,null,null,null,null,null,null,null,null,null,null,null,null,null,null,null,null,null,null,null,null,null,null,null,null,null,null,null,null,null,null,null,null,null,null,null,330,7,7903,{"$f":"OFFSET(CIV!$D$1,IF($CA$1,BX7905,366-BX7905),BY7905)","v":558.9},{"$f":"IF(BZ7905=SUMIF(CIV!$AQ$51:$AQ$90,CB7904,CIV!$BK$51:$BK$90),CB7904+1,CB7904)","v":10},460,{"$f":"SUMIF(CIV!$AQ$51:$AQ$90,CB7905,CIV!$BJ$51:$BJ$90)","v":497.22955636946375}]
[null,null,null,null,null,null,null,null,null,null,null,null,null,null,null,null,null,null,null,null,null,null,null,null,null,null,null,null,null,null,null,null,null,null,null,null,null,null,null,null,null,null,null,null,null,null,null,null,null,null,null,null,null,null,null,null,null,null,null,null,null,null,null,null,null,null,null,null,null,null,null,null,null,null,null,330,8,7904,{"$f":"OFFSET(CIV!$D$1,IF($CA$1,BX7906,366-BX7906),BY7906)","v":575.4},{"$f":"IF(BZ7906=SUMIF(CIV!$AQ$51:$AQ$90,CB7905,CIV!$BK$51:$BK$90),CB7905+1,CB7905)","v":10},460,{"$f":"SUMIF(CIV!$AQ$51:$AQ$90,CB7906,CIV!$BJ$51:$BJ$90)","v":497.22955636946375}]
[null,null,null,null,null,null,null,null,null,null,null,null,null,null,null,null,null,null,null,null,null,null,null,null,null,null,null,null,null,null,null,null,null,null,null,null,null,null,null,null,null,null,null,null,null,null,null,null,null,null,null,null,null,null,null,null,null,null,null,null,null,null,null,null,null,null,null,null,null,null,null,null,null,null,null,331,8,7928,{"$f":"OFFSET(CIV!$D$1,IF($CA$1,BX7930,366-BX7930),BY7930)","v":567.6},{"$f":"IF(BZ7930=SUMIF(CIV!$AQ$51:$AQ$90,CB7929,CIV!$BK$51:$BK$90),CB7929+1,CB7929)","v":10},458.22,{"$f":"SUMIF(CIV!$AQ$51:$AQ$90,CB7930,CIV!$BJ$51:$BJ$90)","v":497.22955636946375}]
[null,null,null,null,null,null,null,null,null,null,null,null,null,null,null,null,null,null,null,null,null,null,null,null,null,null,null,null,null,null,null,null,null,null,null,null,null,null,null,null,null,null,null,null,null,null,null,null,null,null,null,null,null,null,null,null,null,null,null,null,null,null,null,null,null,null,null,null,null,null,null,null,null,null,null,331,19,7939,{"$f":"OFFSET(CIV!$D$1,IF($CA$1,BX7941,366-BX7941),BY7941)","v":795.9},{"$f":"IF(BZ7941=SUMIF(CIV!$AQ$51:$AQ$90,CB7940,CIV!$BK$51:$BK$90),CB7940+1,CB7940)","v":10},457.7,{"$f":"SUMIF(CIV!$AQ$51:$AQ$90,CB7941,CIV!$BJ$51:$BJ$90)","v":497.22955636946375}]
[null,null,null,null,null,null,null,null,null,null,null,null,null,null,null,null,null,null,null,null,null,null,null,null,null,null,null,null,null,null,null,null,null,null,null,null,null,null,null,null,null,null,null,null,null,null,null,null,null,null,null,null,null,null,null,null,null,null,null,null,null,null,null,null,null,null,null,null,null,null,null,null,null,null,null,332,12,7956,{"$f":"OFFSET(CIV!$D$1,IF($CA$1,BX7958,366-BX7958),BY7958)","v":610.6},{"$f":"IF(BZ7958=SUMIF(CIV!$AQ$51:$AQ$90,CB7957,CIV!$BK$51:$BK$90),CB7957+1,CB7957)","v":10},456.3,{"$f":"SUMIF(CIV!$AQ$51:$AQ$90,CB7958,CIV!$BJ$51:$BJ$90)","v":497.22955636946375}]
[null,null,null,null,null,null,null,null,null,null,null,null,null,null,null,null,null,null,null,null,null,null,null,null,null,null,null,null,null,null,null,null,null,null,null,null,null,null,null,null,null,null,null,null,null,null,null,null,null,null,null,null,null,null,null,null,null,null,null,null,null,null,null,null,null,null,null,null,null,null,null,null,null,null,null,333,5,7973,{"$f":"OFFSET(CIV!$D$1,IF($CA$1,BX7975,366-BX7975),BY7975)","v":620.5},{"$f":"IF(BZ7975=SUMIF(CIV!$AQ$51:$AQ$90,CB7974,CIV!$BK$51:$BK$90),CB7974+1,CB7974)","v":10},454.5,{"$f":"SUMIF(CIV!$AQ$51:$AQ$90,CB7975,CIV!$BJ$51:$BJ$90)","v":497.22955636946375}]
[null,null,null,null,null,null,null,null,null,null,null,null,null,null,null,null,null,null,null,null,null,null,null,null,null,null,null,null,null,null,null,null,null,null,null,null,null,null,null,null,null,null,null,null,null,null,null,null,null,null,null,null,null,null,null,null,null,null,null,null,null,null,null,null,null,null,null,null,null,null,null,null,null,null,null,334,2,7994,{"$f":"OFFSET(CIV!$D$1,IF($CA$1,BX7996,366-BX7996),BY7996)","v":652.79999999999995},{"$f":"IF(BZ7996=SUMIF(CIV!$AQ$51:$AQ$90,CB7995,CIV!$BK$51:$BK$90),CB7995+1,CB7995)","v":10},452.5,{"$f":"SUMIF(CIV!$AQ$51:$AQ$90,CB7996,CIV!$BJ$51:$BJ$90)","v":497.22955636946375}]
[null,null,null,null,null,null,null,null,null,null,null,null,null,null,null,null,null,null,null,null,null,null,null,null,null,null,null,null,null,null,null,null,null,null,null,null,null,null,null,null,null,null,null,null,null,null,null,null,null,null,null,null,null,null,null,null,null,null,null,null,null,null,null,null,null,null,null,null,null,null,null,null,null,null,null,334,16,8008,{"$f":"OFFSET(CIV!$D$1,IF($CA$1,BX8010,366-BX8010),BY8010)","v":505.7},{"$f":"IF(BZ8010=SUMIF(CIV!$AQ$51:$AQ$90,CB8009,CIV!$BK$51:$BK$90),CB8009+1,CB8009)","v":10},451.7,{"$f":"SUMIF(CIV!$AQ$51:$AQ$90,CB8010,CIV!$BJ$51:$BJ$90)","v":497.22955636946375}]
[null,null,null,null,null,null,null,null,null,null,null,null,null,null,null,null,null,null,null,null,null,null,null,null,null,null,null,null,null,null,null,null,null,null,null,null,null,null,null,null,null,null,null,null,null,null,null,null,null,null,null,null,null,null,null,null,null,null,null,null,null,null,null,null,null,null,null,null,null,null,null,null,null,null,null,335,{"$f":"BY8003","v":9},8025,{"$f":"OFFSET(CIV!$D$1,IF($CA$1,BX8027,366-BX8027),BY8027)","v":430.7},{"$f":"IF(BZ8027=SUMIF(CIV!$AQ$51:$AQ$90,CB8026,CIV!$BK$51:$BK$90),CB8026+1,CB8026)","v":10},450,{"$f":"SUMIF(CIV!$AQ$51:$AQ$90,CB8027,CIV!$BJ$51:$BJ$90)","v":497.22955636946375}]
[null,null,null,null,null,null,null,null,null,null,null,null,null,null,null,null,null,null,null,null,null,null,null,null,null,null,null,null,null,null,null,null,null,null,null,null,null,null,null,null,null,null,null,null,null,null,null,null,null,null,null,null,null,null,null,null,null,null,null,null,null,null,null,null,null,null,null,null,null,null,null,null,null,null,null,336,4,8044,{"$f":"OFFSET(CIV!$D$1,IF($CA$1,BX8046,366-BX8046),BY8046)","v":534.29999999999995},{"$f":"IF(BZ8046=SUMIF(CIV!$AQ$51:$AQ$90,CB8045,CIV!$BK$51:$BK$90),CB8045+1,CB8045)","v":10},448.5,{"$f":"SUMIF(CIV!$AQ$51:$AQ$90,CB8046,CIV!$BJ$51:$BJ$90)","v":497.22955636946375}]
[null,null,null,null,null,null,null,null,null,null,null,null,null,null,null,null,null,null,null,null,null,null,null,null,null,null,null,null,null,null,null,null,null,null,null,null,null,null,null,null,null,null,null,null,null,null,null,null,null,null,null,null,null,null,null,null,null,null,null,null,null,null,null,null,null,null,null,null,null,null,null,null,null,null,null,336,20,8060,{"$f":"OFFSET(CIV!$D$1,IF($CA$1,BX8062,366-BX8062),BY8062)","v":785.7},{"$f":"IF(BZ8062=SUMIF(CIV!$AQ$51:$AQ$90,CB8061,CIV!$BK$51:$BK$90),CB8061+1,CB8061)","v":10},447.4,{"$f":"SUMIF(CIV!$AQ$51:$AQ$90,CB8062,CIV!$BJ$51:$BJ$90)","v":497.22955636946375}]
[null,null,null,null,null,null,null,null,null,null,null,null,null,null,null,null,null,null,null,null,null,null,null,null,null,null,null,null,null,null,null,null,null,null,null,null,null,null,null,null,null,null,null,null,null,null,null,null,null,null,null,null,null,null,null,null,null,null,null,null,null,null,null,null,null,null,null,null,null,null,null,null,null,null,null,337,13,8077,{"$f":"OFFSET(CIV!$D$1,IF($CA$1,BX8079,366-BX8079),BY8079)","v":615.4},{"$f":"IF(BZ8079=SUMIF(CIV!$AQ$51:$AQ$90,CB8078,CIV!$BK$51:$BK$90),CB8078+1,CB8078)","v":10},446.6,{"$f":"SUMIF(CIV!$AQ$51:$AQ$90,CB8079,CIV!$BJ$51:$BJ$90)","v":497.22955636946375}]
[null,null,null,null,null,null,null,null,null,null,null,null,null,null,null,null,null,null,null,null,null,null,null,null,null,null,null,null,null,null,null,null,null,null,null,null,null,null,null,null,null,null,null,null,null,null,null,null,null,null,null,null,null,null,null,null,null,null,null,null,null,null,null,null,null,null,null,null,null,null,null,null,null,null,null,338,6,8094,{"$f":"OFFSET(CIV!$D$1,IF($CA$1,BX8096,366-BX8096),BY8096)","v":627.29999999999995},{"$f":"IF(BZ8096=SUMIF(CIV!$AQ$51:$AQ$90,CB8095,CIV!$BK$51:$BK$90),CB8095+1,CB8095)","v":10},445.5,{"$f":"SUMIF(CIV!$AQ$51:$AQ$90,CB8096,CIV!$BJ$51:$BJ$90)","v":497.22955636946375}]
[null,null,null,null,null,null,null,null,null,null,null,null,null,null,null,null,null,null,null,null,null,null,null,null,null,null,null,null,null,null,null,null,null,null,null,null,null,null,null,null,null,null,null,null,null,null,null,null,null,null,null,null,null,null,null,null,null,null,null,null,null,null,null,null,null,null,null,null,null,null,null,null,null,null,null,338,23,8111,{"$f":"OFFSET(CIV!$D$1,IF($CA$1,BX8113,366-BX8113),BY8113)","v":736.5},{"$f":"IF(BZ8113=SUMIF(CIV!$AQ$51:$AQ$90,CB8112,CIV!$BK$51:$BK$90),CB8112+1,CB8112)","v":10},444.5,{"$f":"SUMIF(CIV!$AQ$51:$AQ$90,CB8113,CIV!$BJ$51:$BJ$90)","v":497.22955636946375}]
[null,null,null,null,null,null,null,null,null,null,null,null,null,null,null,null,null,null,null,null,null,null,null,null,null,null,null,null,null,null,null,null,null,null,null,null,null,null,null,null,null,null,null,null,null,null,null,null,null,null,null,null,null,null,null,null,null,null,null,null,null,null,null,null,null,null,null,null,null,null,null,null,null,null,null,{"$f":"ROUNDDOWN((BZ8131-1)/24,0)+1","v":339},17,8129,{"$f":"OFFSET(CIV!$D$1,IF($CA$1,BX8131,366-BX8131),BY8131)","v":580.70000000000005},{"$f":"IF(BZ8131=SUMIF(CIV!$AQ$51:$AQ$90,CB8130,CIV!$BK$51:$BK$90),CB8130+1,CB8130)","v":10},443.3,{"$f":"SUMIF(CIV!$AQ$51:$AQ$90,CB8131,CIV!$BJ$51:$BJ$90)","v":497.22955636946375}]
[null,null,null,null,null,null,null,null,null,null,null,null,null,null,null,null,null,null,null,null,null,null,null,null,null,null,null,null,null,null,null,null,null,null,null,null,null,null,null,null,null,null,null,null,null,null,null,null,null,null,null,null,null,null,null,null,null,null,null,null,null,null,null,null,null,null,null,null,null,null,null,null,null,null,null,340,10,8146,{"$f":"OFFSET(CIV!$D$1,IF($CA$1,BX8148,366-BX8148),BY8148)","v":590.79999999999995},{"$f":"IF(BZ8148=SUMIF(CIV!$AQ$51:$AQ$90,CB8147,CIV!$BK$51:$BK$90),CB8147+1,CB8147)","v":10},442.2,{"$f":"SUMIF(CIV!$AQ$51:$AQ$90,CB8148,CIV!$BJ$51:$BJ$90)","v":497.22955636946375}]
[null,null,null,null,null,null,null,null,null,null,null,null,null,null,null,null,null,null,null,null,null,null,null,null,null,null,null,null,null,null,null,null,null,null,null,null,null,null,null,null,null,null,null,null,null,null,null,null,null,null,null,null,null,null,null,null,null,null,null,null,null,null,null,null,null,null,null,null,null,null,null,null,null,null,null,341,3,8163,{"$f":"OFFSET(CIV!$D$1,IF($CA$1,BX8165,366-BX8165),BY8165)","v":573.4},{"$f":"IF(BZ8165=SUMIF(CIV!$AQ$51:$AQ$90,CB8164,CIV!$BK$51:$BK$90),CB8164+1,CB8164)","v":10},440.9,{"$f":"SUMIF(CIV!$AQ$51:$AQ$90,CB8165,CIV!$BJ$51:$BJ$90)","v":497.22955636946375}]
[null,null,null,null,null,null,null,null,null,null,null,null,null,null,null,null,null,null,null,null,null,null,null,null,null,null,null,null,null,null,null,null,null,null,null,null,null,null,null,null,null,null,null,null,null,null,null,null,null,null,null,null,null,null,null,null,null,null,null,null,null,null,null,null,null,null,null,null,null,null,null,null,null,null,null,341,17,8177,{"$f":"OFFSET(CIV!$D$1,IF($CA$1,BX8179,366-BX8179),BY8179)","v":473.9},{"$f":"IF(BZ8179=SUMIF(CIV!$AQ$51:$AQ$90,CB8178,CIV!$BK$51:$BK$90),CB8178+1,CB8178)","v":10},439.9,{"$f":"SUMIF(CIV!$AQ$51:$AQ$90,CB8179,CIV!$BJ$51:$BJ$90)","v":497.22955636946375}]
[null,null,null,null,null,null,null,null,null,null,null,null,null,null,null,null,null,null,null,null,null,null,null,null,null,null,null,null,null,null,null,null,null,null,null,null,null,null,null,null,null,null,null,null,null,null,null,null,null,null,null,null,null,null,null,null,null,null,null,null,null,null,null,null,null,null,null,null,null,null,null,null,null,null,null,341,22,8182,{"$f":"OFFSET(CIV!$D$1,IF($CA$1,BX8184,366-BX8184),BY8184)","v":691.8},{"$f":"IF(BZ8184=SUMIF(CIV!$AQ$51:$AQ$90,CB8183,CIV!$BK$51:$BK$90),CB8183+1,CB8183)","v":10},439.5,{"$f":"SUMIF(CIV!$AQ$51:$AQ$90,CB8184,CIV!$BJ$51:$BJ$90)","v":497.22955636946375}]
[null,null,null,null,null,null,null,null,null,null,null,null,null,null,null,null,null,null,null,null,null,null,null,null,null,null,null,null,null,null,null,null,null,null,null,null,null,null,null,null,null,null,null,null,null,null,null,null,null,null,null,null,null,null,null,null,null,null,null,null,null,null,null,null,null,null,null,null,null,null,null,null,null,null,null,342,15,8199,{"$f":"OFFSET(CIV!$D$1,IF($CA$1,BX8201,366-BX8201),BY8201)","v":446},{"$f":"IF(BZ8201=SUMIF(CIV!$AQ$51:$AQ$90,CB8200,CIV!$BK$51:$BK$90),CB8200+1,CB8200)","v":10},438.1,{"$f":"SUMIF(CIV!$AQ$51:$AQ$90,CB8201,CIV!$BJ$51:$BJ$90)","v":497.22955636946375}]
[null,null,null,null,null,null,null,null,null,null,null,null,null,null,null,null,null,null,null,null,null,null,null,null,null,null,null,null,null,null,null,null,null,null,null,null,null,null,null,null,null,null,null,null,null,null,null,null,null,null,null,null,null,null,null,null,null,null,null,null,null,null,null,null,null,null,null,null,null,null,null,null,null,null,null,343,20,8228,{"$f":"OFFSET(CIV!$D$1,IF($CA$1,BX8230,366-BX8230),BY8230)","v":698.8},{"$f":"IF(BZ8230=SUMIF(CIV!$AQ$51:$AQ$90,CB8229,CIV!$BK$51:$BK$90),CB8229+1,CB8229)","v":10},436.2,{"$f":"SUMIF(CIV!$AQ$51:$AQ$90,CB8230,CIV!$BJ$51:$BJ$90)","v":497.22955636946375}]
[null,null,null,null,null,null,null,null,null,null,null,null,null,null,null,null,null,null,null,null,null,null,null,null,null,null,null,null,null,null,null,null,null,null,null,null,null,null,null,null,null,null,null,null,null,null,null,null,null,null,null,null,null,null,null,null,null,null,null,null,null,null,null,null,null,null,null,null,null,null,null,null,null,null,null,344,2,8234,{"$f":"OFFSET(CIV!$D$1,IF($CA$1,BX8236,366-BX8236),BY8236)","v":564.70000000000005},{"$f":"IF(BZ8236=SUMIF(CIV!$AQ$51:$AQ$90,CB8235,CIV!$BK$51:$BK$90),CB8235+1,CB8235)","v":10},436.1,{"$f":"SUMIF(CIV!$AQ$51:$AQ$90,CB8236,CIV!$BJ$51:$BJ$90)","v":497.22955636946375}]
[null,null,null,null,null,null,null,null,null,null,null,null,null,null,null,null,null,null,null,null,null,null,null,null,null,null,null,null,null,null,null,null,null,null,null,null,null,null,null,null,null,null,null,null,null,null,null,null,null,null,null,null,null,null,null,null,null,null,null,null,null,null,null,null,null,null,null,null,null,null,null,null,null,null,null,344,19,8251,{"$f":"OFFSET(CIV!$D$1,IF($CA$1,BX8253,366-BX8253),BY8253)","v":768.1},{"$f":"IF(BZ8253=SUMIF(CIV!$AQ$51:$AQ$90,CB8252,CIV!$BK$51:$BK$90),CB8252+1,CB8252)","v":10},434.3,{"$f":"SUMIF(CIV!$AQ$51:$AQ$90,CB8253,CIV!$BJ$51:$BJ$90)","v":497.22955636946375}]
[null,null,null,null,null,null,null,null,null,null,null,null,null,null,null,null,null,null,null,null,null,null,null,null,null,null,null,null,null,null,null,null,null,null,null,null,null,null,null,null,null,null,null,null,null,null,null,null,null,null,null,null,null,null,null,null,null,null,null,null,null,null,null,null,null,null,null,null,null,null,null,null,null,null,null,345,12,8268,{"$f":"OFFSET(CIV!$D$1,IF($CA$1,BX8270,366-BX8270),BY8270)","v":597.20000000000005},{"$f":"IF(BZ8270=SUMIF(CIV!$AQ$51:$AQ$90,CB8269,CIV!$BK$51:$BK$90),CB8269+1,CB8269)","v":10},432.5,{"$f":"SUMIF(CIV!$AQ$51:$AQ$90,CB8270,CIV!$BJ$51:$BJ$90)","v":497.22955636946375}]
[null,null,null,null,null,null,null,null,null,null,null,null,null,null,null,null,null,null,null,null,null,null,null,null,null,null,null,null,null,null,null,null,null,null,null,null,null,null,null,null,null,null,null,null,null,null,null,null,null,null,null,null,null,null,null,null,null,null,null,null,null,null,null,null,null,null,null,null,null,null,null,null,null,null,null,346,14,8294,{"$f":"OFFSET(CIV!$D$1,IF($CA$1,BX8296,366-BX8296),BY8296)","v":640.6},{"$f":"IF(BZ8296=SUMIF(CIV!$AQ$51:$AQ$90,CB8295,CIV!$BK$51:$BK$90),CB8295+1,CB8295)","v":10},431.1,{"$f":"SUMIF(CIV!$AQ$51:$AQ$90,CB8296,CIV!$BJ$51:$BJ$90)","v":497.22955636946375}]
[null,null,null,null,null,null,null,null,null,null,null,null,null,null,null,null,null,null,null,null,null,null,null,null,null,null,null,null,null,null,null,null,null,null,null,null,null,null,null,null,null,null,null,null,null,null,null,null,null,null,null,null,null,null,null,null,null,null,null,null,null,null,null,null,null,null,null,null,null,null,null,null,null,null,null,346,23,8303,{"$f":"OFFSET(CIV!$D$1,IF($CA$1,BX8305,366-BX8305),BY8305)","v":734.3},{"$f":"IF(BZ8305=SUMIF(CIV!$AQ$51:$AQ$90,CB8304,CIV!$BK$51:$BK$90),CB8304+1,CB8304)","v":10},430.6,{"$f":"SUMIF(CIV!$AQ$51:$AQ$90,CB8305,CIV!$BJ$51:$BJ$90)","v":497.22955636946375}]
[null,null,null,null,null,null,null,null,null,null,null,null,null,null,null,null,null,null,null,null,null,null,null,null,null,null,null,null,null,null,null,null,null,null,null,null,null,null,null,null,null,null,null,null,null,null,null,null,null,null,null,null,null,null,null,null,null,null,null,null,null,null,null,null,null,null,null,null,null,null,null,null,null,null,null,347,16,8320,{"$f":"OFFSET(CIV!$D$1,IF($CA$1,BX8322,366-BX8322),BY8322)","v":620.79999999999995},{"$f":"IF(BZ8322=SUMIF(CIV!$AQ$51:$AQ$90,CB8321,CIV!$BK$51:$BK$90),CB8321+1,CB8321)","v":10},429.4,{"$f":"SUMIF(CIV!$AQ$51:$AQ$90,CB8322,CIV!$BJ$51:$BJ$90)","v":497.22955636946375}]
[null,null,null,null,null,null,null,null,null,null,null,null,null,null,null,null,null,null,null,null,null,null,null,null,null,null,null,null,null,null,null,null,null,null,null,null,null,null,null,null,null,null,null,null,null,null,null,null,null,null,null,null,null,null,null,null,null,null,null,null,null,null,null,null,null,null,null,null,null,null,null,null,null,null,null,347,23,8327,{"$f":"OFFSET(CIV!$D$1,IF($CA$1,BX8329,366-BX8329),BY8329)","v":696.42},{"$f":"IF(BZ8329=SUMIF(CIV!$AQ$51:$AQ$90,CB8328,CIV!$BK$51:$BK$90),CB8328+1,CB8328)","v":10},429,{"$f":"SUMIF(CIV!$AQ$51:$AQ$90,CB8329,CIV!$BJ$51:$BJ$90)","v":497.22955636946375}]
[null,null,null,null,null,null,null,null,null,null,null,null,null,null,null,null,null,null,null,null,null,null,null,null,null,null,null,null,null,null,null,null,null,null,null,null,null,null,null,null,null,null,null,null,null,null,null,null,null,null,null,null,null,null,null,null,null,null,null,null,null,null,null,null,null,null,null,null,null,null,null,null,null,null,null,349,3,8355,{"$f":"OFFSET(CIV!$D$1,IF($CA$1,BX8357,366-BX8357),BY8357)","v":590.1},{"$f":"IF(BZ8357=SUMIF(CIV!$AQ$51:$AQ$90,CB8356,CIV!$BK$51:$BK$90),CB8356+1,CB8356)","v":10},426.9,{"$f":"SUMIF(CIV!$AQ$51:$AQ$90,CB8357,CIV!$BJ$51:$BJ$90)","v":497.22955636946375}]
[null,null,null,null,null,null,null,null,null,null,null,null,null,null,null,null,null,null,null,null,null,null,null,null,null,null,null,null,null,null,null,null,null,null,null,null,null,null,null,null,null,null,null,null,null,null,null,null,null,null,null,null,null,null,null,null,null,null,null,null,null,null,null,null,null,null,null,null,null,null,null,null,null,null,null,349,20,8372,{"$f":"OFFSET(CIV!$D$1,IF($CA$1,BX8374,366-BX8374),BY8374)","v":709.7},{"$f":"IF(BZ8374=SUMIF(CIV!$AQ$51:$AQ$90,CB8373,CIV!$BK$51:$BK$90),CB8373+1,CB8373)","v":10},424.8,{"$f":"SUMIF(CIV!$AQ$51:$AQ$90,CB8374,CIV!$BJ$51:$BJ$90)","v":497.22955636946375}]
[null,null,null,null,null,null,null,null,null,null,null,null,null,null,null,null,null,null,null,null,null,null,null,null,null,null,null,null,null,null,null,null,null,null,null,null,null,null,null,null,null,null,null,null,null,null,null,null,null,null,null,null,null,null,null,null,null,null,null,null,null,null,null,null,null,null,null,null,null,null,null,null,null,null,null,350,13,8389,{"$f":"OFFSET(CIV!$D$1,IF($CA$1,BX8391,366-BX8391),BY8391)","v":590.1},{"$f":"IF(BZ8391=SUMIF(CIV!$AQ$51:$AQ$90,CB8390,CIV!$BK$51:$BK$90),CB8390+1,CB8390)","v":10},423.7,{"$f":"SUMIF(CIV!$AQ$51:$AQ$90,CB8391,CIV!$BJ$51:$BJ$90)","v":497.22955636946375}]
[null,null,null,null,null,null,null,null,null,null,null,null,null,null,null,null,null,null,null,null,null,null,null,null,null,null,null,null,null,null,null,null,null,null,null,null,null,null,null,null,null,null,null,null,null,null,null,null,null,null,null,null,null,null,null,null,null,null,null,null,null,null,null,null,null,null,null,null,null,null,null,null,null,null,null,350,18,8394,{"$f":"OFFSET(CIV!$D$1,IF($CA$1,BX8396,366-BX8396),BY8396)","v":603.1},{"$f":"IF(BZ8396=SUMIF(CIV!$AQ$51:$AQ$90,CB8395,CIV!$BK$51:$BK$90),CB8395+1,CB8395)","v":10},423.3,{"$f":"SUMIF(CIV!$AQ$51:$AQ$90,CB8396,CIV!$BJ$51:$BJ$90)","v":497.22955636946375}]
[null,null,null,null,null,null,null,null,null,null,null,null,null,null,null,null,null,null,null,null,null,null,null,null,null,null,null,null,null,null,null,null,null,null,null,null,null,null,null,null,null,null,null,null,null,null,null,null,null,null,null,null,null,null,null,null,null,null,null,null,null,null,null,null,null,null,null,null,null,null,null,null,null,null,null,351,24,8424,{"$f":"OFFSET(CIV!$D$1,IF($CA$1,BX8426,366-BX8426),BY8426)","v":658},{"$f":"IF(BZ8426=SUMIF(CIV!$AQ$51:$AQ$90,CB8425,CIV!$BK$51:$BK$90),CB8425+1,CB8425)","v":10},420.3,{"$f":"SUMIF(CIV!$AQ$51:$AQ$90,CB8426,CIV!$BJ$51:$BJ$90)","v":497.22955636946375}]
[null,null,null,null,null,null,null,null,null,null,null,null,null,null,null,null,null,null,null,null,null,null,null,null,null,null,null,null,null,null,null,null,null,null,null,null,null,null,null,null,null,null,null,null,null,null,null,null,null,null,null,null,null,null,null,null,null,null,null,null,null,null,null,null,null,null,null,null,null,null,null,null,null,null,null,352,1,8425,{"$f":"OFFSET(CIV!$D$1,IF($CA$1,BX8427,366-BX8427),BY8427)","v":632},{"$f":"IF(BZ8427=SUMIF(CIV!$AQ$51:$AQ$90,CB8426,CIV!$BK$51:$BK$90),CB8426+1,CB8426)","v":10},420.1,{"$f":"SUMIF(CIV!$AQ$51:$AQ$90,CB8427,CIV!$BJ$51:$BJ$90)","v":497.22955636946375}]
[null,null,null,null,null,null,null,null,null,null,null,null,null,null,null,null,null,null,null,null,null,null,null,null,null,null,null,null,null,null,null,null,null,null,null,null,null,null,null,null,null,null,null,null,null,null,null,null,null,null,null,null,null,null,null,null,null,null,null,null,null,null,null,null,null,null,null,null,null,null,null,null,null,null,null,352,18,8442,{"$f":"OFFSET(CIV!$D$1,IF($CA$1,BX8444,366-BX8444),BY8444)","v":598.9},{"$f":"IF(BZ8444=SUMIF(CIV!$AQ$51:$AQ$90,CB8443,CIV!$BK$51:$BK$90),CB8443+1,CB8443)","v":10},417.7,{"$f":"SUMIF(CIV!$AQ$51:$AQ$90,CB8444,CIV!$BJ$51:$BJ$90)","v":497.22955636946375}]
[null,null,null,null,null,null,null,null,null,null,null,null,null,null,null,null,null,null,null,null,null,null,null,null,null,null,null,null,null,null,null,null,null,null,null,null,null,null,null,null,null,null,null,null,null,null,null,null,null,null,null,null,null,null,null,null,null,null,null,null,null,null,null,null,null,null,null,null,null,null,null,null,null,null,null,353,12,8460,{"$f":"OFFSET(CIV!$D$1,IF($CA$1,BX8462,366-BX8462),BY8462)","v":599.70000000000005},{"$f":"IF(BZ8462=SUMIF(CIV!$AQ$51:$AQ$90,CB8461,CIV!$BK$51:$BK$90),CB8461+1,CB8461)","v":10},416.3,{"$f":"SUMIF(CIV!$AQ$51:$AQ$90,CB8462,CIV!$BJ$51:$BJ$90)","v":497.22955636946375}]
[null,null,null,null,null,null,null,null,null,null,null,null,null,null,null,null,null,null,null,null,null,null,null,null,null,null,null,null,null,null,null,null,null,null,null,null,null,null,null,null,null,null,null,null,null,null,null,null,null,null,null,null,null,null,null,null,null,null,null,null,null,null,null,null,null,null,null,null,null,null,null,null,null,null,null,354,5,8477,{"$f":"OFFSET(CIV!$D$1,IF($CA$1,BX8479,366-BX8479),BY8479)","v":617.79999999999995},{"$f":"IF(BZ8479=SUMIF(CIV!$AQ$51:$AQ$90,CB8478,CIV!$BK$51:$BK$90),CB8478+1,CB8478)","v":10},414.9,{"$f":"SUMIF(CIV!$AQ$51:$AQ$90,CB8479,CIV!$BJ$51:$BJ$90)","v":497.22955636946375}]
[null,null,null,null,null,null,null,null,null,null,null,null,null,null,null,null,null,null,null,null,null,null,null,null,null,null,null,null,null,null,null,null,null,null,null,null,null,null,null,null,null,null,null,null,null,null,null,null,null,null,null,null,null,null,null,null,null,null,null,null,null,null,null,null,null,null,null,null,null,null,null,null,null,null,null,354,22,8494,{"$f":"OFFSET(CIV!$D$1,IF($CA$1,BX8496,366-BX8496),BY8496)","v":761.7},{"$f":"IF(BZ8496=SUMIF(CIV!$AQ$51:$AQ$90,CB8495,CIV!$BK$51:$BK$90),CB8495+1,CB8495)","v":10},412.6,{"$f":"SUMIF(CIV!$AQ$51:$AQ$90,CB8496,CIV!$BJ$51:$BJ$90)","v":497.22955636946375}]
[null,null,null,null,null,null,null,null,null,null,null,null,null,null,null,null,null,null,null,null,null,null,null,null,null,null,null,null,null,null,null,null,null,null,null,null,null,null,null,null,null,null,null,null,null,null,null,null,null,null,null,null,null,null,null,null,null,null,null,null,null,null,null,null,null,null,null,null,null,null,null,null,null,null,null,355,14,8510,{"$f":"OFFSET(CIV!$D$1,IF($CA$1,BX8512,366-BX8512),BY8512)","v":511.8},{"$f":"IF(BZ8512=SUMIF(CIV!$AQ$51:$AQ$90,CB8511,CIV!$BK$51:$BK$90),CB8511+1,CB8511)","v":10},410.4,{"$f":"SUMIF(CIV!$AQ$51:$AQ$90,CB8512,CIV!$BJ$51:$BJ$90)","v":497.22955636946375}]
[null,null,null,null,null,null,null,null,null,null,null,null,null,null,null,null,null,null,null,null,null,null,null,null,null,null,null,null,null,null,null,null,null,null,null,null,null,null,null,null,null,null,null,null,null,null,null,null,null,null,null,null,null,null,null,null,null,null,null,null,null,null,null,null,null,null,null,null,null,null,null,null,null,null,null,356,9,8529,{"$f":"OFFSET(CIV!$D$1,IF($CA$1,BX8531,366-BX8531),BY8531)","v":437.4},{"$f":"IF(BZ8531=SUMIF(CIV!$AQ$51:$AQ$90,CB8530,CIV!$BK$51:$BK$90),CB8530+1,CB8530)","v":10},408.3,{"$f":"SUMIF(CIV!$AQ$51:$AQ$90,CB8531,CIV!$BJ$51:$BJ$90)","v":497.22955636946375}]
[null,null,null,null,null,null,null,null,null,null,null,null,null,null,null,null,null,null,null,null,null,null,null,null,null,null,null,null,null,null,null,null,null,null,null,null,null,null,null,null,null,null,null,null,null,null,null,null,null,null,null,null,null,null,null,null,null,null,null,null,null,null,null,null,null,null,null,null,null,null,null,null,null,null,null,357,2,8546,{"$f":"OFFSET(CIV!$D$1,IF($CA$1,BX8548,366-BX8548),BY8548)","v":615.70000000000005},{"$f":"IF(BZ8548=SUMIF(CIV!$AQ$51:$AQ$90,CB8547,CIV!$BK$51:$BK$90),CB8547+1,CB8547)","v":10},406.1,{"$f":"SUMIF(CIV!$AQ$51:$AQ$90,CB8548,CIV!$BJ$51:$BJ$90)","v":497.22955636946375}]
[null,null,null,null,null,null,null,null,null,null,null,null,null,null,null,null,null,null,null,null,null,null,null,null,null,null,null,null,null,null,null,null,null,null,null,null,null,null,null,null,null,null,null,null,null,null,null,null,null,null,null,null,null,null,null,null,null,null,null,null,null,null,null,null,null,null,null,null,null,null,null,null,null,null,null,357,19,8563,{"$f":"OFFSET(CIV!$D$1,IF($CA$1,BX8565,366-BX8565),BY8565)","v":788.8},{"$f":"IF(BZ8565=SUMIF(CIV!$AQ$51:$AQ$90,CB8564,CIV!$BK$51:$BK$90),CB8564+1,CB8564)","v":10},403.4,{"$f":"SUMIF(CIV!$AQ$51:$AQ$90,CB8565,CIV!$BJ$51:$BJ$90)","v":497.22955636946375}]
[null,null,null,null,null,null,null,null,null,null,null,null,null,null,null,null,null,null,null,null,null,null,null,null,null,null,null,null,null,null,null,null,null,null,null,null,null,null,null,null,null,null,null,null,null,null,null,null,null,null,null,null,null,null,null,null,null,null,null,null,null,null,null,null,null,null,null,null,null,null,null,null,null,null,null,{"$f":"ROUNDDOWN((BZ8579-1)/24,0)+1","v":358},9,8577,{"$f":"OFFSET(CIV!$D$1,IF($CA$1,BX8579,366-BX8579),BY8579)","v":611.5},{"$f":"IF(BZ8579=SUMIF(CIV!$AQ$51:$AQ$90,CB8578,CIV!$BK$51:$BK$90),CB8578+1,CB8578)","v":10},400.8,{"$f":"SUMIF(CIV!$AQ$51:$AQ$90,CB8579,CIV!$BJ$51:$BJ$90)","v":497.22955636946375}]
[null,null,null,null,null,null,null,null,null,null,null,null,null,null,null,null,null,null,null,null,null,null,null,null,null,null,null,null,null,null,null,null,null,null,null,null,null,null,null,null,null,null,null,null,null,null,null,null,null,null,null,null,null,null,null,null,null,null,null,null,null,null,null,null,null,null,null,null,null,null,null,null,null,null,null,359,6,8598,{"$f":"OFFSET(CIV!$D$1,IF($CA$1,BX8600,366-BX8600),BY8600)","v":651},{"$f":"IF(BZ8600=SUMIF(CIV!$AQ$51:$AQ$90,CB8599,CIV!$BK$51:$BK$90),CB8599+1,CB8599)","v":10},397.2,{"$f":"SUMIF(CIV!$AQ$51:$AQ$90,CB8600,CIV!$BJ$51:$BJ$90)","v":497.22955636946375}]
[null,null,null,null,null,null,null,null,null,null,null,null,null,null,null,null,null,null,null,null,null,null,null,null,null,null,null,null,null,null,null,null,null,null,null,null,null,null,null,null,null,null,null,null,null,null,null,null,null,null,null,null,null,null,null,null,null,null,null,null,null,null,null,null,null,null,null,null,null,null,null,null,null,null,null,359,23,8615,{"$f":"OFFSET(CIV!$D$1,IF($CA$1,BX8617,366-BX8617),BY8617)","v":696.2},{"$f":"IF(BZ8617=SUMIF(CIV!$AQ$51:$AQ$90,CB8616,CIV!$BK$51:$BK$90),CB8616+1,CB8616)","v":10},394.5,{"$f":"SUMIF(CIV!$AQ$51:$AQ$90,CB8617,CIV!$BJ$51:$BJ$90)","v":497.22955636946375}]
[null,null,null,null,null,null,null,null,null,null,null,null,null,null,null,null,null,null,null,null,null,null,null,null,null,null,null,null,null,null,null,null,null,null,null,null,null,null,null,null,null,null,null,null,null,null,null,null,null,null,null,null,null,null,null,null,null,null,null,null,null,null,null,null,null,null,null,null,null,null,null,null,null,null,null,360,11,8627,{"$f":"OFFSET(CIV!$D$1,IF($CA$1,BX8629,366-BX8629),BY8629)","v":431.3},{"$f":"IF(BZ8629=SUMIF(CIV!$AQ$51:$AQ$90,CB8628,CIV!$BK$51:$BK$90),CB8628+1,CB8628)","v":10},391.9,{"$f":"SUMIF(CIV!$AQ$51:$AQ$90,CB8629,CIV!$BJ$51:$BJ$90)","v":497.22955636946375}]
[null,null,null,null,null,null,null,null,null,null,null,null,null,null,null,null,null,null,null,null,null,null,null,null,null,null,null,null,null,null,null,null,null,null,null,null,null,null,null,null,null,null,null,null,null,null,null,null,null,null,null,null,null,null,null,null,null,null,null,null,null,null,null,null,null,null,null,null,null,null,null,null,null,null,null,360,21,8637,{"$f":"OFFSET(CIV!$D$1,IF($CA$1,BX8639,366-BX8639),BY8639)","v":718},{"$f":"IF(BZ8639=SUMIF(CIV!$AQ$51:$AQ$90,CB8638,CIV!$BK$51:$BK$90),CB8638+1,CB8638)","v":10},390.1,{"$f":"SUMIF(CIV!$AQ$51:$AQ$90,CB8639,CIV!$BJ$51:$BJ$90)","v":497.22955636946375}]
[null,null,null,null,null,null,null,null,null,null,null,null,null,null,null,null,null,null,null,null,null,null,null,null,null,null,null,null,null,null,null,null,null,null,null,null,null,null,null,null,null,null,null,null,null,null,null,null,null,null,null,null,null,null,null,null,null,null,null,null,null,null,null,null,null,null,null,null,null,null,null,null,null,null,null,360,22,8638,{"$f":"OFFSET(CIV!$D$1,IF($CA$1,BX8640,366-BX8640),BY8640)","v":719.4},{"$f":"IF(BZ8640=SUMIF(CIV!$AQ$51:$AQ$90,CB8639,CIV!$BK$51:$BK$90),CB8639+1,CB8639)","v":10},389.9,{"$f":"SUMIF(CIV!$AQ$51:$AQ$90,CB8640,CIV!$BJ$51:$BJ$90)","v":497.22955636946375}]
[null,null,null,null,null,null,null,null,null,null,null,null,null,null,null,null,null,null,null,null,null,null,null,null,null,null,null,null,null,null,null,null,null,null,null,null,null,null,null,null,null,null,null,null,null,null,null,null,null,null,null,null,null,null,null,null,null,null,null,null,null,null,null,null,null,null,null,null,null,null,null,null,null,null,null,360,23,8639,{"$f":"OFFSET(CIV!$D$1,IF($CA$1,BX8641,366-BX8641),BY8641)","v":698.5},{"$f":"IF(BZ8641=SUMIF(CIV!$AQ$51:$AQ$90,CB8640,CIV!$BK$51:$BK$90),CB8640+1,CB8640)","v":10},389.5,{"$f":"SUMIF(CIV!$AQ$51:$AQ$90,CB8641,CIV!$BJ$51:$BJ$90)","v":497.22955636946375}]
[null,null,null,null,null,null,null,null,null,null,null,null,null,null,null,null,null,null,null,null,null,null,null,null,null,null,null,null,null,null,null,null,null,null,null,null,null,null,null,null,null,null,null,null,null,null,null,null,null,null,null,null,null,null,null,null,null,null,null,null,null,null,null,null,null,null,null,null,null,null,null,null,null,null,null,360,24,8640,{"$f":"OFFSET(CIV!$D$1,IF($CA$1,BX8642,366-BX8642),BY8642)","v":655.7},{"$f":"IF(BZ8642=SUMIF(CIV!$AQ$51:$AQ$90,CB8641,CIV!$BK$51:$BK$90),CB8641+1,CB8641)","v":10},389.3,{"$f":"SUMIF(CIV!$AQ$51:$AQ$90,CB8642,CIV!$BJ$51:$BJ$90)","v":497.22955636946375}]
[null,null,null,null,null,null,null,null,null,null,null,null,null,null,null,null,null,null,null,null,null,null,null,null,null,null,null,null,null,null,null,null,null,null,null,null,null,null,null,null,null,null,null,null,null,null,null,null,null,null,null,null,null,null,null,null,null,null,null,null,null,null,null,null,null,null,null,null,null,null,null,null,null,null,null,{"$f":"ROUNDDOWN((BZ8643-1)/24,0)+1","v":361},1,8641,{"$f":"OFFSET(CIV!$D$1,IF($CA$1,BX8643,366-BX8643),BY8643)","v":621.79999999999995},{"$f":"IF(BZ8643=SUMIF(CIV!$AQ$51:$AQ$90,CB8642,CIV!$BK$51:$BK$90),CB8642+1,CB8642)","v":10},389.3,{"$f":"SUMIF(CIV!$AQ$51:$AQ$90,CB8643,CIV!$BJ$51:$BJ$90)","v":497.22955636946375}]
[null,null,null,null,null,null,null,null,null,null,null,null,null,null,null,null,null,null,null,null,null,null,null,null,null,null,null,null,null,null,null,null,null,null,null,null,null,null,null,null,null,null,null,null,null,null,null,null,null,null,null,null,null,null,null,null,null,null,null,null,null,null,null,null,null,null,null,null,null,null,null,null,null,null,null,361,2,{"$f":"BZ8643+1","v":8642},{"$f":"OFFSET(CIV!$D$1,IF($CA$1,BX8644,366-BX8644),BY8644)","v":604.1},{"$f":"IF(BZ8644=SUMIF(CIV!$AQ$51:$AQ$90,CB8643,CIV!$BK$51:$BK$90),CB8643+1,CB8643)","v":10},388.9,{"$f":"SUMIF(CIV!$AQ$51:$AQ$90,CB8644,CIV!$BJ$51:$BJ$90)","v":497.22955636946375}]
[null,null,null,null,null,null,null,null,null,null,null,null,null,null,null,null,null,null,null,null,null,null,null,null,null,null,null,null,null,null,null,null,null,null,null,null,null,null,null,null,null,null,null,null,null,null,null,null,null,null,null,null,null,null,null,null,null,null,null,null,null,null,null,null,null,null,null,null,null,null,null,null,null,null,null,361,3,8643,{"$f":"OFFSET(CIV!$D$1,IF($CA$1,BX8645,366-BX8645),BY8645)","v":576.9},{"$f":"IF(BZ8645=SUMIF(CIV!$AQ$51:$AQ$90,CB8644,CIV!$BK$51:$BK$90),CB8644+1,CB8644)","v":10},388.9,{"$f":"SUMIF(CIV!$AQ$51:$AQ$90,CB8645,CIV!$BJ$51:$BJ$90)","v":497.22955636946375}]
[null,null,null,null,null,null,null,null,null,null,null,null,null,null,null,null,null,null,null,null,null,null,null,null,null,null,null,null,null,null,null,null,null,null,null,null,null,null,null,null,null,null,null,null,null,null,null,null,null,null,null,null,null,null,null,null,null,null,null,null,null,null,null,null,null,null,null,null,null,null,null,null,null,null,null,361,4,8644,{"$f":"OFFSET(CIV!$D$1,IF($CA$1,BX8646,366-BX8646),BY8646)","v":565.4},{"$f":"IF(BZ8646=SUMIF(CIV!$AQ$51:$AQ$90,CB8645,CIV!$BK$51:$BK$90),CB8645+1,CB8645)","v":10},388.1,{"$f":"SUMIF(CIV!$AQ$51:$AQ$90,CB8646,CIV!$BJ$51:$BJ$90)","v":497.22955636946375}]
[null,null,null,null,null,null,null,null,null,null,null,null,null,null,null,null,null,null,null,null,null,null,null,null,null,null,null,null,null,null,null,null,null,null,null,null,null,null,null,null,null,null,null,null,null,null,null,null,null,null,null,null,null,null,null,null,null,null,null,null,null,null,null,null,null,null,null,null,null,null,null,null,null,null,null,361,5,8645,{"$f":"OFFSET(CIV!$D$1,IF($CA$1,BX8647,366-BX8647),BY8647)","v":579.5},{"$f":"IF(BZ8647=SUMIF(CIV!$AQ$51:$AQ$90,CB8646,CIV!$BK$51:$BK$90),CB8646+1,CB8646)","v":10},387.9,{"$f":"SUMIF(CIV!$AQ$51:$AQ$90,CB8647,CIV!$BJ$51:$BJ$90)","v":497.22955636946375}]
[null,null,null,null,null,null,null,null,null,null,null,null,null,null,null,null,null,null,null,null,null,null,null,null,null,null,null,null,null,null,null,null,null,null,null,null,null,null,null,null,null,null,null,null,null,null,null,null,null,null,null,null,null,null,null,null,null,null,null,null,null,null,null,null,null,null,null,null,null,null,null,null,null,null,null,361,6,8646,{"$f":"OFFSET(CIV!$D$1,IF($CA$1,BX8648,366-BX8648),BY8648)","v":608.79999999999995},{"$f":"IF(BZ8648=SUMIF(CIV!$AQ$51:$AQ$90,CB8647,CIV!$BK$51:$BK$90),CB8647+1,CB8647)","v":10},387.6,{"$f":"SUMIF(CIV!$AQ$51:$AQ$90,CB8648,CIV!$BJ$51:$BJ$90)","v":497.22955636946375}]
[null,null,null,null,null,null,null,null,null,null,null,null,null,null,null,null,null,null,null,null,null,null,null,null,null,null,null,null,null,null,null,null,null,null,null,null,null,null,null,null,null,null,null,null,null,null,null,null,null,null,null,null,null,null,null,null,null,null,null,null,null,null,null,null,null,null,null,null,null,null,null,null,null,null,null,361,7,8647,{"$f":"OFFSET(CIV!$D$1,IF($CA$1,BX8649,366-BX8649),BY8649)","v":527.4},{"$f":"IF(BZ8649=SUMIF(CIV!$AQ$51:$AQ$90,CB8648,CIV!$BK$51:$BK$90),CB8648+1,CB8648)","v":10},387.5,{"$f":"SUMIF(CIV!$AQ$51:$AQ$90,CB8649,CIV!$BJ$51:$BJ$90)","v":497.22955636946375}]
[null,null,null,null,null,null,null,null,null,null,null,null,null,null,null,null,null,null,null,null,null,null,null,null,null,null,null,null,null,null,null,null,null,null,null,null,null,null,null,null,null,null,null,null,null,null,null,null,null,null,null,null,null,null,null,null,null,null,null,null,null,null,null,null,null,null,null,null,null,null,null,null,null,null,null,361,8,8648,{"$f":"OFFSET(CIV!$D$1,IF($CA$1,BX8650,366-BX8650),BY8650)","v":554.70000000000005},{"$f":"IF(BZ8650=SUMIF(CIV!$AQ$51:$AQ$90,CB8649,CIV!$BK$51:$BK$90),CB8649+1,CB8649)","v":10},387.5,{"$f":"SUMIF(CIV!$AQ$51:$AQ$90,CB8650,CIV!$BJ$51:$BJ$90)","v":497.22955636946375}]
[null,null,null,null,null,null,null,null,null,null,null,null,null,null,null,null,null,null,null,null,null,null,null,null,null,null,null,null,null,null,null,null,null,null,null,null,null,null,null,null,null,null,null,null,null,null,null,null,null,null,null,null,null,null,null,null,null,null,null,null,null,null,null,null,null,null,null,null,null,null,null,null,null,null,null,361,9,8649,{"$f":"OFFSET(CIV!$D$1,IF($CA$1,BX8651,366-BX8651),BY8651)","v":583.29999999999995},{"$f":"IF(BZ8651=SUMIF(CIV!$AQ$51:$AQ$90,CB8650,CIV!$BK$51:$BK$90),CB8650+1,CB8650)","v":10},387.5,{"$f":"SUMIF(CIV!$AQ$51:$AQ$90,CB8651,CIV!$BJ$51:$BJ$90)","v":497.22955636946375}]
[null,null,null,null,null,null,null,null,null,null,null,null,null,null,null,null,null,null,null,null,null,null,null,null,null,null,null,null,null,null,null,null,null,null,null,null,null,null,null,null,null,null,null,null,null,null,null,null,null,null,null,null,null,null,null,null,null,null,null,null,null,null,null,null,null,null,null,null,null,null,null,null,null,null,null,361,10,8650,{"$f":"OFFSET(CIV!$D$1,IF($CA$1,BX8652,366-BX8652),BY8652)","v":587.5},{"$f":"IF(BZ8652=SUMIF(CIV!$AQ$51:$AQ$90,CB8651,CIV!$BK$51:$BK$90),CB8651+1,CB8651)","v":10},387.2,{"$f":"SUMIF(CIV!$AQ$51:$AQ$90,CB8652,CIV!$BJ$51:$BJ$90)","v":497.22955636946375}]
[null,null,null,null,null,null,null,null,null,null,null,null,null,null,null,null,null,null,null,null,null,null,null,null,null,null,null,null,null,null,null,null,null,null,null,null,null,null,null,null,null,null,null,null,null,null,null,null,null,null,null,null,null,null,null,null,null,null,null,null,null,null,null,null,null,null,null,null,null,null,null,null,null,null,null,361,11,8651,{"$f":"OFFSET(CIV!$D$1,IF($CA$1,BX8653,366-BX8653),BY8653)","v":598.1},{"$f":"IF(BZ8653=SUMIF(CIV!$AQ$51:$AQ$90,CB8652,CIV!$BK$51:$BK$90),CB8652+1,CB8652)","v":10},387,{"$f":"SUMIF(CIV!$AQ$51:$AQ$90,CB8653,CIV!$BJ$51:$BJ$90)","v":497.22955636946375}]
[null,null,null,null,null,null,null,null,null,null,null,null,null,null,null,null,null,null,null,null,null,null,null,null,null,null,null,null,null,null,null,null,null,null,null,null,null,null,null,null,null,null,null,null,null,null,null,null,null,null,null,null,null,null,null,null,null,null,null,null,null,null,null,null,null,null,null,null,null,null,null,null,null,null,null,361,12,8652,{"$f":"OFFSET(CIV!$D$1,IF($CA$1,BX8654,366-BX8654),BY8654)","v":592.29999999999995},{"$f":"IF(BZ8654=SUMIF(CIV!$AQ$51:$AQ$90,CB8653,CIV!$BK$51:$BK$90),CB8653+1,CB8653)","v":10},386.9,{"$f":"SUMIF(CIV!$AQ$51:$AQ$90,CB8654,CIV!$BJ$51:$BJ$90)","v":497.22955636946375}]
[null,null,null,null,null,null,null,null,null,null,null,null,null,null,null,null,null,null,null,null,null,null,null,null,null,null,null,null,null,null,null,null,null,null,null,null,null,null,null,null,null,null,null,null,null,null,null,null,null,null,null,null,null,null,null,null,null,null,null,null,null,null,null,null,null,null,null,null,null,null,null,null,null,null,null,361,13,8653,{"$f":"OFFSET(CIV!$D$1,IF($CA$1,BX8655,366-BX8655),BY8655)","v":575.5},{"$f":"IF(BZ8655=SUMIF(CIV!$AQ$51:$AQ$90,CB8654,CIV!$BK$51:$BK$90),CB8654+1,CB8654)","v":10},386.8,{"$f":"SUMIF(CIV!$AQ$51:$AQ$90,CB8655,CIV!$BJ$51:$BJ$90)","v":497.22955636946375}]
[null,null,null,null,null,null,null,null,null,null,null,null,null,null,null,null,null,null,null,null,null,null,null,null,null,null,null,null,null,null,null,null,null,null,null,null,null,null,null,null,null,null,null,null,null,null,null,null,null,null,null,null,null,null,null,null,null,null,null,null,null,null,null,null,null,null,null,null,null,null,null,null,null,null,null,361,14,8654,{"$f":"OFFSET(CIV!$D$1,IF($CA$1,BX8656,366-BX8656),BY8656)","v":597.29999999999995},{"$f":"IF(BZ8656=SUMIF(CIV!$AQ$51:$AQ$90,CB8655,CIV!$BK$51:$BK$90),CB8655+1,CB8655)","v":10},386.7,{"$f":"SUMIF(CIV!$AQ$51:$AQ$90,CB8656,CIV!$BJ$51:$BJ$90)","v":497.22955636946375}]
[null,null,null,null,null,null,null,null,null,null,null,null,null,null,null,null,null,null,null,null,null,null,null,null,null,null,null,null,null,null,null,null,null,null,null,null,null,null,null,null,null,null,null,null,null,null,null,null,null,null,null,null,null,null,null,null,null,null,null,null,null,null,null,null,null,null,null,null,null,null,null,null,null,null,null,361,15,8655,{"$f":"OFFSET(CIV!$D$1,IF($CA$1,BX8657,366-BX8657),BY8657)","v":613.79999999999995},{"$f":"IF(BZ8657=SUMIF(CIV!$AQ$51:$AQ$90,CB8656,CIV!$BK$51:$BK$90),CB8656+1,CB8656)","v":10},386.4,{"$f":"SUMIF(CIV!$AQ$51:$AQ$90,CB8657,CIV!$BJ$51:$BJ$90)","v":497.22955636946375}]
[null,null,null,null,null,null,null,null,null,null,null,null,null,null,null,null,null,null,null,null,null,null,null,null,null,null,null,null,null,null,null,null,null,null,null,null,null,null,null,null,null,null,null,null,null,null,null,null,null,null,null,null,null,null,null,null,null,null,null,null,null,null,null,null,null,null,null,null,null,null,null,null,null,null,null,361,16,8656,{"$f":"OFFSET(CIV!$D$1,IF($CA$1,BX8658,366-BX8658),BY8658)","v":612.1},{"$f":"IF(BZ8658=SUMIF(CIV!$AQ$51:$AQ$90,CB8657,CIV!$BK$51:$BK$90),CB8657+1,CB8657)","v":10},386.3,{"$f":"SUMIF(CIV!$AQ$51:$AQ$90,CB8658,CIV!$BJ$51:$BJ$90)","v":497.22955636946375}]
[null,null,null,null,null,null,null,null,null,null,null,null,null,null,null,null,null,null,null,null,null,null,null,null,null,null,null,null,null,null,null,null,null,null,null,null,null,null,null,null,null,null,null,null,null,null,null,null,null,null,null,null,null,null,null,null,null,null,null,null,null,null,null,null,null,null,null,null,null,null,null,null,null,null,null,361,17,8657,{"$f":"OFFSET(CIV!$D$1,IF($CA$1,BX8659,366-BX8659),BY8659)","v":590.1},{"$f":"IF(BZ8659=SUMIF(CIV!$AQ$51:$AQ$90,CB8658,CIV!$BK$51:$BK$90),CB8658+1,CB8658)","v":10},386.3,{"$f":"SUMIF(CIV!$AQ$51:$AQ$90,CB8659,CIV!$BJ$51:$BJ$90)","v":497.22955636946375}]
[null,null,null,null,null,null,null,null,null,null,null,null,null,null,null,null,null,null,null,null,null,null,null,null,null,null,null,null,null,null,null,null,null,null,null,null,null,null,null,null,null,null,null,null,null,null,null,null,null,null,null,null,null,null,null,null,null,null,null,null,null,null,null,null,null,null,null,null,null,null,null,null,null,null,null,361,18,8658,{"$f":"OFFSET(CIV!$D$1,IF($CA$1,BX8660,366-BX8660),BY8660)","v":588.9},{"$f":"IF(BZ8660=SUMIF(CIV!$AQ$51:$AQ$90,CB8659,CIV!$BK$51:$BK$90),CB8659+1,CB8659)","v":10},386.1,{"$f":"SUMIF(CIV!$AQ$51:$AQ$90,CB8660,CIV!$BJ$51:$BJ$90)","v":497.22955636946375}]
[null,null,null,null,null,null,null,null,null,null,null,null,null,null,null,null,null,null,null,null,null,null,null,null,null,null,null,null,null,null,null,null,null,null,null,null,null,null,null,null,null,null,null,null,null,null,null,null,null,null,null,null,null,null,null,null,null,null,null,null,null,null,null,null,null,null,null,null,null,null,null,null,null,null,null,361,19,8659,{"$f":"OFFSET(CIV!$D$1,IF($CA$1,BX8661,366-BX8661),BY8661)","v":785.7},{"$f":"IF(BZ8661=SUMIF(CIV!$AQ$51:$AQ$90,CB8660,CIV!$BK$51:$BK$90),CB8660+1,CB8660)","v":10},386.1,{"$f":"SUMIF(CIV!$AQ$51:$AQ$90,CB8661,CIV!$BJ$51:$BJ$90)","v":497.22955636946375}]
[null,null,null,null,null,null,null,null,null,null,null,null,null,null,null,null,null,null,null,null,null,null,null,null,null,null,null,null,null,null,null,null,null,null,null,null,null,null,null,null,null,null,null,null,null,null,null,null,null,null,null,null,null,null,null,null,null,null,null,null,null,null,null,null,null,null,null,null,null,null,null,null,null,null,null,361,20,8660,{"$f":"OFFSET(CIV!$D$1,IF($CA$1,BX8662,366-BX8662),BY8662)","v":783.1},{"$f":"IF(BZ8662=SUMIF(CIV!$AQ$51:$AQ$90,CB8661,CIV!$BK$51:$BK$90),CB8661+1,CB8661)","v":10},386,{"$f":"SUMIF(CIV!$AQ$51:$AQ$90,CB8662,CIV!$BJ$51:$BJ$90)","v":497.22955636946375}]
[null,null,null,null,null,null,null,null,null,null,null,null,null,null,null,null,null,null,null,null,null,null,null,null,null,null,null,null,null,null,null,null,null,null,null,null,null,null,null,null,null,null,null,null,null,null,null,null,null,null,null,null,null,null,null,null,null,null,null,null,null,null,null,null,null,null,null,null,null,null,null,null,null,null,null,361,21,8661,{"$f":"OFFSET(CIV!$D$1,IF($CA$1,BX8663,366-BX8663),BY8663)","v":772.7},{"$f":"IF(BZ8663=SUMIF(CIV!$AQ$51:$AQ$90,CB8662,CIV!$BK$51:$BK$90),CB8662+1,CB8662)","v":10},385.9,{"$f":"SUMIF(CIV!$AQ$51:$AQ$90,CB8663,CIV!$BJ$51:$BJ$90)","v":497.22955636946375}]
[null,null,null,null,null,null,null,null,null,null,null,null,null,null,null,null,null,null,null,null,null,null,null,null,null,null,null,null,null,null,null,null,null,null,null,null,null,null,null,null,null,null,null,null,null,null,null,null,null,null,null,null,null,null,null,null,null,null,null,null,null,null,null,null,null,null,null,null,null,null,null,null,null,null,null,361,22,8662,{"$f":"OFFSET(CIV!$D$1,IF($CA$1,BX8664,366-BX8664),BY8664)","v":775.1},{"$f":"IF(BZ8664=SUMIF(CIV!$AQ$51:$AQ$90,CB8663,CIV!$BK$51:$BK$90),CB8663+1,CB8663)","v":10},385.8,{"$f":"SUMIF(CIV!$AQ$51:$AQ$90,CB8664,CIV!$BJ$51:$BJ$90)","v":497.22955636946375}]
[null,null,null,null,null,null,null,null,null,null,null,null,null,null,null,null,null,null,null,null,null,null,null,null,null,null,null,null,null,null,null,null,null,null,null,null,null,null,null,null,null,null,null,null,null,null,null,null,null,null,null,null,null,null,null,null,null,null,null,null,null,null,null,null,null,null,null,null,null,null,null,null,null,null,null,361,23,8663,{"$f":"OFFSET(CIV!$D$1,IF($CA$1,BX8665,366-BX8665),BY8665)","v":737.7},{"$f":"IF(BZ8665=SUMIF(CIV!$AQ$51:$AQ$90,CB8664,CIV!$BK$51:$BK$90),CB8664+1,CB8664)","v":10},385.7,{"$f":"SUMIF(CIV!$AQ$51:$AQ$90,CB8665,CIV!$BJ$51:$BJ$90)","v":497.22955636946375}]
[null,null,null,null,null,null,null,null,null,null,null,null,null,null,null,null,null,null,null,null,null,null,null,null,null,null,null,null,null,null,null,null,null,null,null,null,null,null,null,null,null,null,null,null,null,null,null,null,null,null,null,null,null,null,null,null,null,null,null,null,null,null,null,null,null,null,null,null,null,null,null,null,null,null,null,361,24,8664,{"$f":"OFFSET(CIV!$D$1,IF($CA$1,BX8666,366-BX8666),BY8666)","v":696.6},{"$f":"IF(BZ8666=SUMIF(CIV!$AQ$51:$AQ$90,CB8665,CIV!$BK$51:$BK$90),CB8665+1,CB8665)","v":10},385.6,{"$f":"SUMIF(CIV!$AQ$51:$AQ$90,CB8666,CIV!$BJ$51:$BJ$90)","v":497.22955636946375}]
[null,null,null,null,null,null,null,null,null,null,null,null,null,null,null,null,null,null,null,null,null,null,null,null,null,null,null,null,null,null,null,null,null,null,null,null,null,null,null,null,null,null,null,null,null,null,null,null,null,null,null,null,null,null,null,null,null,null,null,null,null,null,null,null,null,null,null,null,null,null,null,null,null,null,null,362,{"$f":"BY8643","v":1},8665,{"$f":"OFFSET(CIV!$D$1,IF($CA$1,BX8667,366-BX8667),BY8667)","v":664.7},{"$f":"IF(BZ8667=SUMIF(CIV!$AQ$51:$AQ$90,CB8666,CIV!$BK$51:$BK$90),CB8666+1,CB8666)","v":10},385.4,{"$f":"SUMIF(CIV!$AQ$51:$AQ$90,CB8667,CIV!$BJ$51:$BJ$90)","v":497.22955636946375}]
[null,null,null,null,null,null,null,null,null,null,null,null,null,null,null,null,null,null,null,null,null,null,null,null,null,null,null,null,null,null,null,null,null,null,null,null,null,null,null,null,null,null,null,null,null,null,null,null,null,null,null,null,null,null,null,null,null,null,null,null,null,null,null,null,null,null,null,null,null,null,null,null,null,null,null,362,2,8666,{"$f":"OFFSET(CIV!$D$1,IF($CA$1,BX8668,366-BX8668),BY8668)","v":644.70000000000005},{"$f":"IF(BZ8668=SUMIF(CIV!$AQ$51:$AQ$90,CB8667,CIV!$BK$51:$BK$90),CB8667+1,CB8667)","v":10},385.3,{"$f":"SUMIF(CIV!$AQ$51:$AQ$90,CB8668,CIV!$BJ$51:$BJ$90)","v":497.22955636946375}]
[null,null,null,null,null,null,null,null,null,null,null,null,null,null,null,null,null,null,null,null,null,null,null,null,null,null,null,null,null,null,null,null,null,null,null,null,null,null,null,null,null,null,null,null,null,null,null,null,null,null,null,null,null,null,null,null,null,null,null,null,null,null,null,null,null,null,null,null,null,null,null,null,null,null,null,362,3,8667,{"$f":"OFFSET(CIV!$D$1,IF($CA$1,BX8669,366-BX8669),BY8669)","v":632.20000000000005},{"$f":"IF(BZ8669=SUMIF(CIV!$AQ$51:$AQ$90,CB8668,CIV!$BK$51:$BK$90),CB8668+1,CB8668)","v":10},385.2,{"$f":"SUMIF(CIV!$AQ$51:$AQ$90,CB8669,CIV!$BJ$51:$BJ$90)","v":497.22955636946375}]
[null,null,null,null,null,null,null,null,null,null,null,null,null,null,null,null,null,null,null,null,null,null,null,null,null,null,null,null,null,null,null,null,null,null,null,null,null,null,null,null,null,null,null,null,null,null,null,null,null,null,null,null,null,null,null,null,null,null,null,null,null,null,null,null,null,null,null,null,null,null,null,null,null,null,null,362,4,8668,{"$f":"OFFSET(CIV!$D$1,IF($CA$1,BX8670,366-BX8670),BY8670)","v":629.9},{"$f":"IF(BZ8670=SUMIF(CIV!$AQ$51:$AQ$90,CB8669,CIV!$BK$51:$BK$90),CB8669+1,CB8669)","v":10},384.9,{"$f":"SUMIF(CIV!$AQ$51:$AQ$90,CB8670,CIV!$BJ$51:$BJ$90)","v":497.22955636946375}]
[null,null,null,null,null,null,null,null,null,null,null,null,null,null,null,null,null,null,null,null,null,null,null,null,null,null,null,null,null,null,null,null,null,null,null,null,null,null,null,null,null,null,null,null,null,null,null,null,null,null,null,null,null,null,null,null,null,null,null,null,null,null,null,null,null,null,null,null,null,null,null,null,null,null,null,362,5,8669,{"$f":"OFFSET(CIV!$D$1,IF($CA$1,BX8671,366-BX8671),BY8671)","v":637.5},{"$f":"IF(BZ8671=SUMIF(CIV!$AQ$51:$AQ$90,CB8670,CIV!$BK$51:$BK$90),CB8670+1,CB8670)","v":10},384.9,{"$f":"SUMIF(CIV!$AQ$51:$AQ$90,CB8671,CIV!$BJ$51:$BJ$90)","v":497.22955636946375}]
[null,null,null,null,null,null,null,null,null,null,null,null,null,null,null,null,null,null,null,null,null,null,null,null,null,null,null,null,null,null,null,null,null,null,null,null,null,null,null,null,null,null,null,null,null,null,null,null,null,null,null,null,null,null,null,null,null,null,null,null,null,null,null,null,null,null,null,null,null,null,null,null,null,null,null,362,6,8670,{"$f":"OFFSET(CIV!$D$1,IF($CA$1,BX8672,366-BX8672),BY8672)","v":624.5},{"$f":"IF(BZ8672=SUMIF(CIV!$AQ$51:$AQ$90,CB8671,CIV!$BK$51:$BK$90),CB8671+1,CB8671)","v":10},384.8,{"$f":"SUMIF(CIV!$AQ$51:$AQ$90,CB8672,CIV!$BJ$51:$BJ$90)","v":497.22955636946375}]
[null,null,null,null,null,null,null,null,null,null,null,null,null,null,null,null,null,null,null,null,null,null,null,null,null,null,null,null,null,null,null,null,null,null,null,null,null,null,null,null,null,null,null,null,null,null,null,null,null,null,null,null,null,null,null,null,null,null,null,null,null,null,null,null,null,null,null,null,null,null,null,null,null,null,null,362,7,8671,{"$f":"OFFSET(CIV!$D$1,IF($CA$1,BX8673,366-BX8673),BY8673)","v":556.9},{"$f":"IF(BZ8673=SUMIF(CIV!$AQ$51:$AQ$90,CB8672,CIV!$BK$51:$BK$90),CB8672+1,CB8672)","v":10},384.7,{"$f":"SUMIF(CIV!$AQ$51:$AQ$90,CB8673,CIV!$BJ$51:$BJ$90)","v":497.22955636946375}]
[null,null,null,null,null,null,null,null,null,null,null,null,null,null,null,null,null,null,null,null,null,null,null,null,null,null,null,null,null,null,null,null,null,null,null,null,null,null,null,null,null,null,null,null,null,null,null,null,null,null,null,null,null,null,null,null,null,null,null,null,null,null,null,null,null,null,null,null,null,null,null,null,null,null,null,362,8,8672,{"$f":"OFFSET(CIV!$D$1,IF($CA$1,BX8674,366-BX8674),BY8674)","v":526.4},{"$f":"IF(BZ8674=SUMIF(CIV!$AQ$51:$AQ$90,CB8673,CIV!$BK$51:$BK$90),CB8673+1,CB8673)","v":10},384.6,{"$f":"SUMIF(CIV!$AQ$51:$AQ$90,CB8674,CIV!$BJ$51:$BJ$90)","v":497.22955636946375}]
[null,null,null,null,null,null,null,null,null,null,null,null,null,null,null,null,null,null,null,null,null,null,null,null,null,null,null,null,null,null,null,null,null,null,null,null,null,null,null,null,null,null,null,null,null,null,null,null,null,null,null,null,null,null,null,null,null,null,null,null,null,null,null,null,null,null,null,null,null,null,null,null,null,null,null,362,9,8673,{"$f":"OFFSET(CIV!$D$1,IF($CA$1,BX8675,366-BX8675),BY8675)","v":532.5},{"$f":"IF(BZ8675=SUMIF(CIV!$AQ$51:$AQ$90,CB8674,CIV!$BK$51:$BK$90),CB8674+1,CB8674)","v":10},384.5,{"$f":"SUMIF(CIV!$AQ$51:$AQ$90,CB8675,CIV!$BJ$51:$BJ$90)","v":497.22955636946375}]
[null,null,null,null,null,null,null,null,null,null,null,null,null,null,null,null,null,null,null,null,null,null,null,null,null,null,null,null,null,null,null,null,null,null,null,null,null,null,null,null,null,null,null,null,null,null,null,null,null,null,null,null,null,null,null,null,null,null,null,null,null,null,null,null,null,null,null,null,null,null,null,null,null,null,null,362,10,8674,{"$f":"OFFSET(CIV!$D$1,IF($CA$1,BX8676,366-BX8676),BY8676)","v":530.20000000000005},{"$f":"IF(BZ8676=SUMIF(CIV!$AQ$51:$AQ$90,CB8675,CIV!$BK$51:$BK$90),CB8675+1,CB8675)","v":10},384.4,{"$f":"SUMIF(CIV!$AQ$51:$AQ$90,CB8676,CIV!$BJ$51:$BJ$90)","v":497.22955636946375}]
[null,null,null,null,null,null,null,null,null,null,null,null,null,null,null,null,null,null,null,null,null,null,null,null,null,null,null,null,null,null,null,null,null,null,null,null,null,null,null,null,null,null,null,null,null,null,null,null,null,null,null,null,null,null,null,null,null,null,null,null,null,null,null,null,null,null,null,null,null,null,null,null,null,null,null,362,11,8675,{"$f":"OFFSET(CIV!$D$1,IF($CA$1,BX8677,366-BX8677),BY8677)","v":534},{"$f":"IF(BZ8677=SUMIF(CIV!$AQ$51:$AQ$90,CB8676,CIV!$BK$51:$BK$90),CB8676+1,CB8676)","v":10},383.7,{"$f":"SUMIF(CIV!$AQ$51:$AQ$90,CB8677,CIV!$BJ$51:$BJ$90)","v":497.22955636946375}]
[null,null,null,null,null,null,null,null,null,null,null,null,null,null,null,null,null,null,null,null,null,null,null,null,null,null,null,null,null,null,null,null,null,null,null,null,null,null,null,null,null,null,null,null,null,null,null,null,null,null,null,null,null,null,null,null,null,null,null,null,null,null,null,null,null,null,null,null,null,null,null,null,null,null,null,362,12,8676,{"$f":"OFFSET(CIV!$D$1,IF($CA$1,BX8678,366-BX8678),BY8678)","v":532.70000000000005},{"$f":"IF(BZ8678=SUMIF(CIV!$AQ$51:$AQ$90,CB8677,CIV!$BK$51:$BK$90),CB8677+1,CB8677)","v":10},383.7,{"$f":"SUMIF(CIV!$AQ$51:$AQ$90,CB8678,CIV!$BJ$51:$BJ$90)","v":497.22955636946375}]
[null,null,null,null,null,null,null,null,null,null,null,null,null,null,null,null,null,null,null,null,null,null,null,null,null,null,null,null,null,null,null,null,null,null,null,null,null,null,null,null,null,null,null,null,null,null,null,null,null,null,null,null,null,null,null,null,null,null,null,null,null,null,null,null,null,null,null,null,null,null,null,null,null,null,null,362,13,8677,{"$f":"OFFSET(CIV!$D$1,IF($CA$1,BX8679,366-BX8679),BY8679)","v":527},{"$f":"IF(BZ8679=SUMIF(CIV!$AQ$51:$AQ$90,CB8678,CIV!$BK$51:$BK$90),CB8678+1,CB8678)","v":10},383.2,{"$f":"SUMIF(CIV!$AQ$51:$AQ$90,CB8679,CIV!$BJ$51:$BJ$90)","v":497.22955636946375}]
[null,null,null,null,null,null,null,null,null,null,null,null,null,null,null,null,null,null,null,null,null,null,null,null,null,null,null,null,null,null,null,null,null,null,null,null,null,null,null,null,null,null,null,null,null,null,null,null,null,null,null,null,null,null,null,null,null,null,null,null,null,null,null,null,null,null,null,null,null,null,null,null,null,null,null,362,14,8678,{"$f":"OFFSET(CIV!$D$1,IF($CA$1,BX8680,366-BX8680),BY8680)","v":526.5},{"$f":"IF(BZ8680=SUMIF(CIV!$AQ$51:$AQ$90,CB8679,CIV!$BK$51:$BK$90),CB8679+1,CB8679)","v":10},383,{"$f":"SUMIF(CIV!$AQ$51:$AQ$90,CB8680,CIV!$BJ$51:$BJ$90)","v":497.22955636946375}]
[null,null,null,null,null,null,null,null,null,null,null,null,null,null,null,null,null,null,null,null,null,null,null,null,null,null,null,null,null,null,null,null,null,null,null,null,null,null,null,null,null,null,null,null,null,null,null,null,null,null,null,null,null,null,null,null,null,null,null,null,null,null,null,null,null,null,null,null,null,null,null,null,null,null,null,362,15,8679,{"$f":"OFFSET(CIV!$D$1,IF($CA$1,BX8681,366-BX8681),BY8681)","v":522.29999999999995},{"$f":"IF(BZ8681=SUMIF(CIV!$AQ$51:$AQ$90,CB8680,CIV!$BK$51:$BK$90),CB8680+1,CB8680)","v":10},383,{"$f":"SUMIF(CIV!$AQ$51:$AQ$90,CB8681,CIV!$BJ$51:$BJ$90)","v":497.22955636946375}]
[null,null,null,null,null,null,null,null,null,null,null,null,null,null,null,null,null,null,null,null,null,null,null,null,null,null,null,null,null,null,null,null,null,null,null,null,null,null,null,null,null,null,null,null,null,null,null,null,null,null,null,null,null,null,null,null,null,null,null,null,null,null,null,null,null,null,null,null,null,null,null,null,null,null,null,362,16,8680,{"$f":"OFFSET(CIV!$D$1,IF($CA$1,BX8682,366-BX8682),BY8682)","v":516.20000000000005},{"$f":"IF(BZ8682=SUMIF(CIV!$AQ$51:$AQ$90,CB8681,CIV!$BK$51:$BK$90),CB8681+1,CB8681)","v":10},382.9,{"$f":"SUMIF(CIV!$AQ$51:$AQ$90,CB8682,CIV!$BJ$51:$BJ$90)","v":497.22955636946375}]
[null,null,null,null,null,null,null,null,null,null,null,null,null,null,null,null,null,null,null,null,null,null,null,null,null,null,null,null,null,null,null,null,null,null,null,null,null,null,null,null,null,null,null,null,null,null,null,null,null,null,null,null,null,null,null,null,null,null,null,null,null,null,null,null,null,null,null,null,null,null,null,null,null,null,null,362,17,8681,{"$f":"OFFSET(CIV!$D$1,IF($CA$1,BX8683,366-BX8683),BY8683)","v":510.7},{"$f":"IF(BZ8683=SUMIF(CIV!$AQ$51:$AQ$90,CB8682,CIV!$BK$51:$BK$90),CB8682+1,CB8682)","v":10},382.9,{"$f":"SUMIF(CIV!$AQ$51:$AQ$90,CB8683,CIV!$BJ$51:$BJ$90)","v":497.22955636946375}]
[null,null,null,null,null,null,null,null,null,null,null,null,null,null,null,null,null,null,null,null,null,null,null,null,null,null,null,null,null,null,null,null,null,null,null,null,null,null,null,null,null,null,null,null,null,null,null,null,null,null,null,null,null,null,null,null,null,null,null,null,null,null,null,null,null,null,null,null,null,null,null,null,null,null,null,362,18,8682,{"$f":"OFFSET(CIV!$D$1,IF($CA$1,BX8684,366-BX8684),BY8684)","v":545.79999999999995},{"$f":"IF(BZ8684=SUMIF(CIV!$AQ$51:$AQ$90,CB8683,CIV!$BK$51:$BK$90),CB8683+1,CB8683)","v":10},382.8,{"$f":"SUMIF(CIV!$AQ$51:$AQ$90,CB8684,CIV!$BJ$51:$BJ$90)","v":497.22955636946375}]
[null,null,null,null,null,null,null,null,null,null,null,null,null,null,null,null,null,null,null,null,null,null,null,null,null,null,null,null,null,null,null,null,null,null,null,null,null,null,null,null,null,null,null,null,null,null,null,null,null,null,null,null,null,null,null,null,null,null,null,null,null,null,null,null,null,null,null,null,null,null,null,null,null,null,null,362,19,8683,{"$f":"OFFSET(CIV!$D$1,IF($CA$1,BX8685,366-BX8685),BY8685)","v":763.7},{"$f":"IF(BZ8685=SUMIF(CIV!$AQ$51:$AQ$90,CB8684,CIV!$BK$51:$BK$90),CB8684+1,CB8684)","v":10},382.8,{"$f":"SUMIF(CIV!$AQ$51:$AQ$90,CB8685,CIV!$BJ$51:$BJ$90)","v":497.22955636946375}]
[null,null,null,null,null,null,null,null,null,null,null,null,null,null,null,null,null,null,null,null,null,null,null,null,null,null,null,null,null,null,null,null,null,null,null,null,null,null,null,null,null,null,null,null,null,null,null,null,null,null,null,null,null,null,null,null,null,null,null,null,null,null,null,null,null,null,null,null,null,null,null,null,null,null,null,362,20,8684,{"$f":"OFFSET(CIV!$D$1,IF($CA$1,BX8686,366-BX8686),BY8686)","v":766.2},{"$f":"IF(BZ8686=SUMIF(CIV!$AQ$51:$AQ$90,CB8685,CIV!$BK$51:$BK$90),CB8685+1,CB8685)","v":10},382.7,{"$f":"SUMIF(CIV!$AQ$51:$AQ$90,CB8686,CIV!$BJ$51:$BJ$90)","v":497.22955636946375}]
[null,null,null,null,null,null,null,null,null,null,null,null,null,null,null,null,null,null,null,null,null,null,null,null,null,null,null,null,null,null,null,null,null,null,null,null,null,null,null,null,null,null,null,null,null,null,null,null,null,null,null,null,null,null,null,null,null,null,null,null,null,null,null,null,null,null,null,null,null,null,null,null,null,null,null,362,21,8685,{"$f":"OFFSET(CIV!$D$1,IF($CA$1,BX8687,366-BX8687),BY8687)","v":777.4},{"$f":"IF(BZ8687=SUMIF(CIV!$AQ$51:$AQ$90,CB8686,CIV!$BK$51:$BK$90),CB8686+1,CB8686)","v":10},382.7,{"$f":"SUMIF(CIV!$AQ$51:$AQ$90,CB8687,CIV!$BJ$51:$BJ$90)","v":497.22955636946375}]
[null,null,null,null,null,null,null,null,null,null,null,null,null,null,null,null,null,null,null,null,null,null,null,null,null,null,null,null,null,null,null,null,null,null,null,null,null,null,null,null,null,null,null,null,null,null,null,null,null,null,null,null,null,null,null,null,null,null,null,null,null,null,null,null,null,null,null,null,null,null,null,null,null,null,null,362,22,8686,{"$f":"OFFSET(CIV!$D$1,IF($CA$1,BX8688,366-BX8688),BY8688)","v":758.3},{"$f":"IF(BZ8688=SUMIF(CIV!$AQ$51:$AQ$90,CB8687,CIV!$BK$51:$BK$90),CB8687+1,CB8687)","v":10},382.6,{"$f":"SUMIF(CIV!$AQ$51:$AQ$90,CB8688,CIV!$BJ$51:$BJ$90)","v":497.22955636946375}]
[null,null,null,null,null,null,null,null,null,null,null,null,null,null,null,null,null,null,null,null,null,null,null,null,null,null,null,null,null,null,null,null,null,null,null,null,null,null,null,null,null,null,null,null,null,null,null,null,null,null,null,null,null,null,null,null,null,null,null,null,null,null,null,null,null,null,null,null,null,null,null,null,null,null,null,362,23,8687,{"$f":"OFFSET(CIV!$D$1,IF($CA$1,BX8689,366-BX8689),BY8689)","v":724.4},{"$f":"IF(BZ8689=SUMIF(CIV!$AQ$51:$AQ$90,CB8688,CIV!$BK$51:$BK$90),CB8688+1,CB8688)","v":10},382.5,{"$f":"SUMIF(CIV!$AQ$51:$AQ$90,CB8689,CIV!$BJ$51:$BJ$90)","v":497.22955636946375}]
[null,null,null,null,null,null,null,null,null,null,null,null,null,null,null,null,null,null,null,null,null,null,null,null,null,null,null,null,null,null,null,null,null,null,null,null,null,null,null,null,null,null,null,null,null,null,null,null,null,null,null,null,null,null,null,null,null,null,null,null,null,null,null,null,null,null,null,null,null,null,null,null,null,null,null,362,24,8688,{"$f":"OFFSET(CIV!$D$1,IF($CA$1,BX8690,366-BX8690),BY8690)","v":693.2},{"$f":"IF(BZ8690=SUMIF(CIV!$AQ$51:$AQ$90,CB8689,CIV!$BK$51:$BK$90),CB8689+1,CB8689)","v":10},382.3,{"$f":"SUMIF(CIV!$AQ$51:$AQ$90,CB8690,CIV!$BJ$51:$BJ$90)","v":497.22955636946375}]
[null,null,null,null,null,null,null,null,null,null,null,null,null,null,null,null,null,null,null,null,null,null,null,null,null,null,null,null,null,null,null,null,null,null,null,null,null,null,null,null,null,null,null,null,null,null,null,null,null,null,null,null,null,null,null,null,null,null,null,null,null,null,null,null,null,null,null,null,null,null,null,null,null,null,null,363,1,8689,{"$f":"OFFSET(CIV!$D$1,IF($CA$1,BX8691,366-BX8691),BY8691)","v":675.9},{"$f":"IF(BZ8691=SUMIF(CIV!$AQ$51:$AQ$90,CB8690,CIV!$BK$51:$BK$90),CB8690+1,CB8690)","v":10},382.3,{"$f":"SUMIF(CIV!$AQ$51:$AQ$90,CB8691,CIV!$BJ$51:$BJ$90)","v":497.22955636946375}]
[null,null,null,null,null,null,null,null,null,null,null,null,null,null,null,null,null,null,null,null,null,null,null,null,null,null,null,null,null,null,null,null,null,null,null,null,null,null,null,null,null,null,null,null,null,null,null,null,null,null,null,null,null,null,null,null,null,null,null,null,null,null,null,null,null,null,null,null,null,null,null,null,null,null,null,363,2,8690,{"$f":"OFFSET(CIV!$D$1,IF($CA$1,BX8692,366-BX8692),BY8692)","v":648.6},{"$f":"IF(BZ8692=SUMIF(CIV!$AQ$51:$AQ$90,CB8691,CIV!$BK$51:$BK$90),CB8691+1,CB8691)","v":10},381.7,{"$f":"SUMIF(CIV!$AQ$51:$AQ$90,CB8692,CIV!$BJ$51:$BJ$90)","v":497.22955636946375}]
[null,null,null,null,null,null,null,null,null,null,null,null,null,null,null,null,null,null,null,null,null,null,null,null,null,null,null,null,null,null,null,null,null,null,null,null,null,null,null,null,null,null,null,null,null,null,null,null,null,null,null,null,null,null,null,null,null,null,null,null,null,null,null,null,null,null,null,null,null,null,null,null,null,null,null,363,3,8691,{"$f":"OFFSET(CIV!$D$1,IF($CA$1,BX8693,366-BX8693),BY8693)","v":631.70000000000005},{"$f":"IF(BZ8693=SUMIF(CIV!$AQ$51:$AQ$90,CB8692,CIV!$BK$51:$BK$90),CB8692+1,CB8692)","v":10},381.2,{"$f":"SUMIF(CIV!$AQ$51:$AQ$90,CB8693,CIV!$BJ$51:$BJ$90)","v":497.22955636946375}]
[null,null,null,null,null,null,null,null,null,null,null,null,null,null,null,null,null,null,null,null,null,null,null,null,null,null,null,null,null,null,null,null,null,null,null,null,null,null,null,null,null,null,null,null,null,null,null,null,null,null,null,null,null,null,null,null,null,null,null,null,null,null,null,null,null,null,null,null,null,null,null,null,null,null,null,363,4,8692,{"$f":"OFFSET(CIV!$D$1,IF($CA$1,BX8694,366-BX8694),BY8694)","v":622.5},{"$f":"IF(BZ8694=SUMIF(CIV!$AQ$51:$AQ$90,CB8693,CIV!$BK$51:$BK$90),CB8693+1,CB8693)","v":10},381.1,{"$f":"SUMIF(CIV!$AQ$51:$AQ$90,CB8694,CIV!$BJ$51:$BJ$90)","v":497.22955636946375}]
[null,null,null,null,null,null,null,null,null,null,null,null,null,null,null,null,null,null,null,null,null,null,null,null,null,null,null,null,null,null,null,null,null,null,null,null,null,null,null,null,null,null,null,null,null,null,null,null,null,null,null,null,null,null,null,null,null,null,null,null,null,null,null,null,null,null,null,null,null,null,null,null,null,null,null,363,5,8693,{"$f":"OFFSET(CIV!$D$1,IF($CA$1,BX8695,366-BX8695),BY8695)","v":614.29999999999995},{"$f":"IF(BZ8695=SUMIF(CIV!$AQ$51:$AQ$90,CB8694,CIV!$BK$51:$BK$90),CB8694+1,CB8694)","v":10},380.8,{"$f":"SUMIF(CIV!$AQ$51:$AQ$90,CB8695,CIV!$BJ$51:$BJ$90)","v":497.22955636946375}]
[null,null,null,null,null,null,null,null,null,null,null,null,null,null,null,null,null,null,null,null,null,null,null,null,null,null,null,null,null,null,null,null,null,null,null,null,null,null,null,null,null,null,null,null,null,null,null,null,null,null,null,null,null,null,null,null,null,null,null,null,null,null,null,null,null,null,null,null,null,null,null,null,null,null,null,363,6,8694,{"$f":"OFFSET(CIV!$D$1,IF($CA$1,BX8696,366-BX8696),BY8696)","v":628.20000000000005},{"$f":"IF(BZ8696=SUMIF(CIV!$AQ$51:$AQ$90,CB8695,CIV!$BK$51:$BK$90),CB8695+1,CB8695)","v":10},380.6,{"$f":"SUMIF(CIV!$AQ$51:$AQ$90,CB8696,CIV!$BJ$51:$BJ$90)","v":497.22955636946375}]
[null,null,null,null,null,null,null,null,null,null,null,null,null,null,null,null,null,null,null,null,null,null,null,null,null,null,null,null,null,null,null,null,null,null,null,null,null,null,null,null,null,null,null,null,null,null,null,null,null,null,null,null,null,null,null,null,null,null,null,null,null,null,null,null,null,null,null,null,null,null,null,null,null,null,null,363,7,8695,{"$f":"OFFSET(CIV!$D$1,IF($CA$1,BX8697,366-BX8697),BY8697)","v":535.5},{"$f":"IF(BZ8697=SUMIF(CIV!$AQ$51:$AQ$90,CB8696,CIV!$BK$51:$BK$90),CB8696+1,CB8696)","v":10},380.4,{"$f":"SUMIF(CIV!$AQ$51:$AQ$90,CB8697,CIV!$BJ$51:$BJ$90)","v":497.22955636946375}]
[null,null,null,null,null,null,null,null,null,null,null,null,null,null,null,null,null,null,null,null,null,null,null,null,null,null,null,null,null,null,null,null,null,null,null,null,null,null,null,null,null,null,null,null,null,null,null,null,null,null,null,null,null,null,null,null,null,null,null,null,null,null,null,null,null,null,null,null,null,null,null,null,null,null,null,363,8,8696,{"$f":"OFFSET(CIV!$D$1,IF($CA$1,BX8698,366-BX8698),BY8698)","v":495.6},{"$f":"IF(BZ8698=SUMIF(CIV!$AQ$51:$AQ$90,CB8697,CIV!$BK$51:$BK$90),CB8697+1,CB8697)","v":10},380.2,{"$f":"SUMIF(CIV!$AQ$51:$AQ$90,CB8698,CIV!$BJ$51:$BJ$90)","v":497.22955636946375}]
[null,null,null,null,null,null,null,null,null,null,null,null,null,null,null,null,null,null,null,null,null,null,null,null,null,null,null,null,null,null,null,null,null,null,null,null,null,null,null,null,null,null,null,null,null,null,null,null,null,null,null,null,null,null,null,null,null,null,null,null,null,null,null,null,null,null,null,null,null,null,null,null,null,null,null,363,9,8697,{"$f":"OFFSET(CIV!$D$1,IF($CA$1,BX8699,366-BX8699),BY8699)","v":481.3},{"$f":"IF(BZ8699=SUMIF(CIV!$AQ$51:$AQ$90,CB8698,CIV!$BK$51:$BK$90),CB8698+1,CB8698)","v":10},380,{"$f":"SUMIF(CIV!$AQ$51:$AQ$90,CB8699,CIV!$BJ$51:$BJ$90)","v":497.22955636946375}]
[null,null,null,null,null,null,null,null,null,null,null,null,null,null,null,null,null,null,null,null,null,null,null,null,null,null,null,null,null,null,null,null,null,null,null,null,null,null,null,null,null,null,null,null,null,null,null,null,null,null,null,null,null,null,null,null,null,null,null,null,null,null,null,null,null,null,null,null,null,null,null,null,null,null,null,363,10,8698,{"$f":"OFFSET(CIV!$D$1,IF($CA$1,BX8700,366-BX8700),BY8700)","v":475.5},{"$f":"IF(BZ8700=SUMIF(CIV!$AQ$51:$AQ$90,CB8699,CIV!$BK$51:$BK$90),CB8699+1,CB8699)","v":10},379.7,{"$f":"SUMIF(CIV!$AQ$51:$AQ$90,CB8700,CIV!$BJ$51:$BJ$90)","v":497.22955636946375}]
[null,null,null,null,null,null,null,null,null,null,null,null,null,null,null,null,null,null,null,null,null,null,null,null,null,null,null,null,null,null,null,null,null,null,null,null,null,null,null,null,null,null,null,null,null,null,null,null,null,null,null,null,null,null,null,null,null,null,null,null,null,null,null,null,null,null,null,null,null,null,null,null,null,null,null,363,11,8699,{"$f":"OFFSET(CIV!$D$1,IF($CA$1,BX8701,366-BX8701),BY8701)","v":481.8},{"$f":"IF(BZ8701=SUMIF(CIV!$AQ$51:$AQ$90,CB8700,CIV!$BK$51:$BK$90),CB8700+1,CB8700)","v":10},379.7,{"$f":"SUMIF(CIV!$AQ$51:$AQ$90,CB8701,CIV!$BJ$51:$BJ$90)","v":497.22955636946375}]
[null,null,null,null,null,null,null,null,null,null,null,null,null,null,null,null,null,null,null,null,null,null,null,null,null,null,null,null,null,null,null,null,null,null,null,null,null,null,null,null,null,null,null,null,null,null,null,null,null,null,null,null,null,null,null,null,null,null,null,null,null,null,null,null,null,null,null,null,null,null,null,null,null,null,null,363,12,8700,{"$f":"OFFSET(CIV!$D$1,IF($CA$1,BX8702,366-BX8702),BY8702)","v":470.1},{"$f":"IF(BZ8702=SUMIF(CIV!$AQ$51:$AQ$90,CB8701,CIV!$BK$51:$BK$90),CB8701+1,CB8701)","v":10},379.4,{"$f":"SUMIF(CIV!$AQ$51:$AQ$90,CB8702,CIV!$BJ$51:$BJ$90)","v":497.22955636946375}]
[null,null,null,null,null,null,null,null,null,null,null,null,null,null,null,null,null,null,null,null,null,null,null,null,null,null,null,null,null,null,null,null,null,null,null,null,null,null,null,null,null,null,null,null,null,null,null,null,null,null,null,null,null,null,null,null,null,null,null,null,null,null,null,null,null,null,null,null,null,null,null,null,null,null,null,363,13,8701,{"$f":"OFFSET(CIV!$D$1,IF($CA$1,BX8703,366-BX8703),BY8703)","v":475.2},{"$f":"IF(BZ8703=SUMIF(CIV!$AQ$51:$AQ$90,CB8702,CIV!$BK$51:$BK$90),CB8702+1,CB8702)","v":10},379.4,{"$f":"SUMIF(CIV!$AQ$51:$AQ$90,CB8703,CIV!$BJ$51:$BJ$90)","v":497.22955636946375}]
[null,null,null,null,null,null,null,null,null,null,null,null,null,null,null,null,null,null,null,null,null,null,null,null,null,null,null,null,null,null,null,null,null,null,null,null,null,null,null,null,null,null,null,null,null,null,null,null,null,null,null,null,null,null,null,null,null,null,null,null,null,null,null,null,null,null,null,null,null,null,null,null,null,null,null,363,14,8702,{"$f":"OFFSET(CIV!$D$1,IF($CA$1,BX8704,366-BX8704),BY8704)","v":469.9},{"$f":"IF(BZ8704=SUMIF(CIV!$AQ$51:$AQ$90,CB8703,CIV!$BK$51:$BK$90),CB8703+1,CB8703)","v":10},379.3,{"$f":"SUMIF(CIV!$AQ$51:$AQ$90,CB8704,CIV!$BJ$51:$BJ$90)","v":497.22955636946375}]
[null,null,null,null,null,null,null,null,null,null,null,null,null,null,null,null,null,null,null,null,null,null,null,null,null,null,null,null,null,null,null,null,null,null,null,null,null,null,null,null,null,null,null,null,null,null,null,null,null,null,null,null,null,null,null,null,null,null,null,null,null,null,null,null,null,null,null,null,null,null,null,null,null,null,null,363,15,8703,{"$f":"OFFSET(CIV!$D$1,IF($CA$1,BX8705,366-BX8705),BY8705)","v":476},{"$f":"IF(BZ8705=SUMIF(CIV!$AQ$51:$AQ$90,CB8704,CIV!$BK$51:$BK$90),CB8704+1,CB8704)","v":10},378.8,{"$f":"SUMIF(CIV!$AQ$51:$AQ$90,CB8705,CIV!$BJ$51:$BJ$90)","v":497.22955636946375}]
[null,null,null,null,null,null,null,null,null,null,null,null,null,null,null,null,null,null,null,null,null,null,null,null,null,null,null,null,null,null,null,null,null,null,null,null,null,null,null,null,null,null,null,null,null,null,null,null,null,null,null,null,null,null,null,null,null,null,null,null,null,null,null,null,null,null,null,null,null,null,null,null,null,null,null,363,16,8704,{"$f":"OFFSET(CIV!$D$1,IF($CA$1,BX8706,366-BX8706),BY8706)","v":478.6},{"$f":"IF(BZ8706=SUMIF(CIV!$AQ$51:$AQ$90,CB8705,CIV!$BK$51:$BK$90),CB8705+1,CB8705)","v":10},378.7,{"$f":"SUMIF(CIV!$AQ$51:$AQ$90,CB8706,CIV!$BJ$51:$BJ$90)","v":497.22955636946375}]
[null,null,null,null,null,null,null,null,null,null,null,null,null,null,null,null,null,null,null,null,null,null,null,null,null,null,null,null,null,null,null,null,null,null,null,null,null,null,null,null,null,null,null,null,null,null,null,null,null,null,null,null,null,null,null,null,null,null,null,null,null,null,null,null,null,null,null,null,null,null,null,null,null,null,null,{"$f":"ROUNDDOWN((BZ8707-1)/24,0)+1","v":363},17,8705,{"$f":"OFFSET(CIV!$D$1,IF($CA$1,BX8707,366-BX8707),BY8707)","v":480.1},{"$f":"IF(BZ8707=SUMIF(CIV!$AQ$51:$AQ$90,CB8706,CIV!$BK$51:$BK$90),CB8706+1,CB8706)","v":10},378.7,{"$f":"SUMIF(CIV!$AQ$51:$AQ$90,CB8707,CIV!$BJ$51:$BJ$90)","v":497.22955636946375}]
[null,null,null,null,null,null,null,null,null,null,null,null,null,null,null,null,null,null,null,null,null,null,null,null,null,null,null,null,null,null,null,null,null,null,null,null,null,null,null,null,null,null,null,null,null,null,null,null,null,null,null,null,null,null,null,null,null,null,null,null,null,null,null,null,null,null,null,null,null,null,null,null,null,null,null,363,18,{"$f":"BZ8707+1","v":8706},{"$f":"OFFSET(CIV!$D$1,IF($CA$1,BX8708,366-BX8708),BY8708)","v":494.3},{"$f":"IF(BZ8708=SUMIF(CIV!$AQ$51:$AQ$90,CB8707,CIV!$BK$51:$BK$90),CB8707+1,CB8707)","v":10},378.6,{"$f":"SUMIF(CIV!$AQ$51:$AQ$90,CB8708,CIV!$BJ$51:$BJ$90)","v":497.22955636946375}]
[null,null,null,null,null,null,null,null,null,null,null,null,null,null,null,null,null,null,null,null,null,null,null,null,null,null,null,null,null,null,null,null,null,null,null,null,null,null,null,null,null,null,null,null,null,null,null,null,null,null,null,null,null,null,null,null,null,null,null,null,null,null,null,null,null,null,null,null,null,null,null,null,null,null,null,363,19,8707,{"$f":"OFFSET(CIV!$D$1,IF($CA$1,BX8709,366-BX8709),BY8709)","v":717.8},{"$f":"IF(BZ8709=SUMIF(CIV!$AQ$51:$AQ$90,CB8708,CIV!$BK$51:$BK$90),CB8708+1,CB8708)","v":10},378.3,{"$f":"SUMIF(CIV!$AQ$51:$AQ$90,CB8709,CIV!$BJ$51:$BJ$90)","v":497.22955636946375}]
[null,null,null,null,null,null,null,null,null,null,null,null,null,null,null,null,null,null,null,null,null,null,null,null,null,null,null,null,null,null,null,null,null,null,null,null,null,null,null,null,null,null,null,null,null,null,null,null,null,null,null,null,null,null,null,null,null,null,null,null,null,null,null,null,null,null,null,null,null,null,null,null,null,null,null,363,20,8708,{"$f":"OFFSET(CIV!$D$1,IF($CA$1,BX8710,366-BX8710),BY8710)","v":733.4},{"$f":"IF(BZ8710=SUMIF(CIV!$AQ$51:$AQ$90,CB8709,CIV!$BK$51:$BK$90),CB8709+1,CB8709)","v":10},378.1,{"$f":"SUMIF(CIV!$AQ$51:$AQ$90,CB8710,CIV!$BJ$51:$BJ$90)","v":497.22955636946375}]
[null,null,null,null,null,null,null,null,null,null,null,null,null,null,null,null,null,null,null,null,null,null,null,null,null,null,null,null,null,null,null,null,null,null,null,null,null,null,null,null,null,null,null,null,null,null,null,null,null,null,null,null,null,null,null,null,null,null,null,null,null,null,null,null,null,null,null,null,null,null,null,null,null,null,null,363,21,8709,{"$f":"OFFSET(CIV!$D$1,IF($CA$1,BX8711,366-BX8711),BY8711)","v":732.7},{"$f":"IF(BZ8711=SUMIF(CIV!$AQ$51:$AQ$90,CB8710,CIV!$BK$51:$BK$90),CB8710+1,CB8710)","v":10},378,{"$f":"SUMIF(CIV!$AQ$51:$AQ$90,CB8711,CIV!$BJ$51:$BJ$90)","v":497.22955636946375}]
[null,null,null,null,null,null,null,null,null,null,null,null,null,null,null,null,null,null,null,null,null,null,null,null,null,null,null,null,null,null,null,null,null,null,null,null,null,null,null,null,null,null,null,null,null,null,null,null,null,null,null,null,null,null,null,null,null,null,null,null,null,null,null,null,null,null,null,null,null,null,null,null,null,null,null,363,22,8710,{"$f":"OFFSET(CIV!$D$1,IF($CA$1,BX8712,366-BX8712),BY8712)","v":732},{"$f":"IF(BZ8712=SUMIF(CIV!$AQ$51:$AQ$90,CB8711,CIV!$BK$51:$BK$90),CB8711+1,CB8711)","v":10},377.9,{"$f":"SUMIF(CIV!$AQ$51:$AQ$90,CB8712,CIV!$BJ$51:$BJ$90)","v":497.22955636946375}]
[null,null,null,null,null,null,null,null,null,null,null,null,null,null,null,null,null,null,null,null,null,null,null,null,null,null,null,null,null,null,null,null,null,null,null,null,null,null,null,null,null,null,null,null,null,null,null,null,null,null,null,null,null,null,null,null,null,null,null,null,null,null,null,null,null,null,null,null,null,null,null,null,null,null,null,363,23,8711,{"$f":"OFFSET(CIV!$D$1,IF($CA$1,BX8713,366-BX8713),BY8713)","v":720.2},{"$f":"IF(BZ8713=SUMIF(CIV!$AQ$51:$AQ$90,CB8712,CIV!$BK$51:$BK$90),CB8712+1,CB8712)","v":10},377.7,{"$f":"SUMIF(CIV!$AQ$51:$AQ$90,CB8713,CIV!$BJ$51:$BJ$90)","v":497.22955636946375}]
[null,null,null,null,null,null,null,null,null,null,null,null,null,null,null,null,null,null,null,null,null,null,null,null,null,null,null,null,null,null,null,null,null,null,null,null,null,null,null,null,null,null,null,null,null,null,null,null,null,null,null,null,null,null,null,null,null,null,null,null,null,null,null,null,null,null,null,null,null,null,null,null,null,null,null,363,24,8712,{"$f":"OFFSET(CIV!$D$1,IF($CA$1,BX8714,366-BX8714),BY8714)","v":679.4},{"$f":"IF(BZ8714=SUMIF(CIV!$AQ$51:$AQ$90,CB8713,CIV!$BK$51:$BK$90),CB8713+1,CB8713)","v":10},377.7,{"$f":"SUMIF(CIV!$AQ$51:$AQ$90,CB8714,CIV!$BJ$51:$BJ$90)","v":497.22955636946375}]
[null,null,null,null,null,null,null,null,null,null,null,null,null,null,null,null,null,null,null,null,null,null,null,null,null,null,null,null,null,null,null,null,null,null,null,null,null,null,null,null,null,null,null,null,null,null,null,null,null,null,null,null,null,null,null,null,null,null,null,null,null,null,null,null,null,null,null,null,null,null,null,null,null,null,null,364,1,8713,{"$f":"OFFSET(CIV!$D$1,IF($CA$1,BX8715,366-BX8715),BY8715)","v":643},{"$f":"IF(BZ8715=SUMIF(CIV!$AQ$51:$AQ$90,CB8714,CIV!$BK$51:$BK$90),CB8714+1,CB8714)","v":10},377.2,{"$f":"SUMIF(CIV!$AQ$51:$AQ$90,CB8715,CIV!$BJ$51:$BJ$90)","v":497.22955636946375}]
[null,null,null,null,null,null,null,null,null,null,null,null,null,null,null,null,null,null,null,null,null,null,null,null,null,null,null,null,null,null,null,null,null,null,null,null,null,null,null,null,null,null,null,null,null,null,null,null,null,null,null,null,null,null,null,null,null,null,null,null,null,null,null,null,null,null,null,null,null,null,null,null,null,null,null,364,2,8714,{"$f":"OFFSET(CIV!$D$1,IF($CA$1,BX8716,366-BX8716),BY8716)","v":614.4},{"$f":"IF(BZ8716=SUMIF(CIV!$AQ$51:$AQ$90,CB8715,CIV!$BK$51:$BK$90),CB8715+1,CB8715)","v":10},377.2,{"$f":"SUMIF(CIV!$AQ$51:$AQ$90,CB8716,CIV!$BJ$51:$BJ$90)","v":497.22955636946375}]
[null,null,null,null,null,null,null,null,null,null,null,null,null,null,null,null,null,null,null,null,null,null,null,null,null,null,null,null,null,null,null,null,null,null,null,null,null,null,null,null,null,null,null,null,null,null,null,null,null,null,null,null,null,null,null,null,null,null,null,null,null,null,null,null,null,null,null,null,null,null,null,null,null,null,null,364,3,8715,{"$f":"OFFSET(CIV!$D$1,IF($CA$1,BX8717,366-BX8717),BY8717)","v":604},{"$f":"IF(BZ8717=SUMIF(CIV!$AQ$51:$AQ$90,CB8716,CIV!$BK$51:$BK$90),CB8716+1,CB8716)","v":10},376.9,{"$f":"SUMIF(CIV!$AQ$51:$AQ$90,CB8717,CIV!$BJ$51:$BJ$90)","v":497.22955636946375}]
[null,null,null,null,null,null,null,null,null,null,null,null,null,null,null,null,null,null,null,null,null,null,null,null,null,null,null,null,null,null,null,null,null,null,null,null,null,null,null,null,null,null,null,null,null,null,null,null,null,null,null,null,null,null,null,null,null,null,null,null,null,null,null,null,null,null,null,null,null,null,null,null,null,null,null,364,4,8716,{"$f":"OFFSET(CIV!$D$1,IF($CA$1,BX8718,366-BX8718),BY8718)","v":601.5},{"$f":"IF(BZ8718=SUMIF(CIV!$AQ$51:$AQ$90,CB8717,CIV!$BK$51:$BK$90),CB8717+1,CB8717)","v":10},376.8,{"$f":"SUMIF(CIV!$AQ$51:$AQ$90,CB8718,CIV!$BJ$51:$BJ$90)","v":497.22955636946375}]
[null,null,null,null,null,null,null,null,null,null,null,null,null,null,null,null,null,null,null,null,null,null,null,null,null,null,null,null,null,null,null,null,null,null,null,null,null,null,null,null,null,null,null,null,null,null,null,null,null,null,null,null,null,null,null,null,null,null,null,null,null,null,null,null,null,null,null,null,null,null,null,null,null,null,null,364,5,8717,{"$f":"OFFSET(CIV!$D$1,IF($CA$1,BX8719,366-BX8719),BY8719)","v":618.20000000000005},{"$f":"IF(BZ8719=SUMIF(CIV!$AQ$51:$AQ$90,CB8718,CIV!$BK$51:$BK$90),CB8718+1,CB8718)","v":10},376.1,{"$f":"SUMIF(CIV!$AQ$51:$AQ$90,CB8719,CIV!$BJ$51:$BJ$90)","v":497.22955636946375}]
[null,null,null,null,null,null,null,null,null,null,null,null,null,null,null,null,null,null,null,null,null,null,null,null,null,null,null,null,null,null,null,null,null,null,null,null,null,null,null,null,null,null,null,null,null,null,null,null,null,null,null,null,null,null,null,null,null,null,null,null,null,null,null,null,null,null,null,null,null,null,null,null,null,null,null,364,6,8718,{"$f":"OFFSET(CIV!$D$1,IF($CA$1,BX8720,366-BX8720),BY8720)","v":629.1},{"$f":"IF(BZ8720=SUMIF(CIV!$AQ$51:$AQ$90,CB8719,CIV!$BK$51:$BK$90),CB8719+1,CB8719)","v":10},375.8,{"$f":"SUMIF(CIV!$AQ$51:$AQ$90,CB8720,CIV!$BJ$51:$BJ$90)","v":497.22955636946375}]
[null,null,null,null,null,null,null,null,null,null,null,null,null,null,null,null,null,null,null,null,null,null,null,null,null,null,null,null,null,null,null,null,null,null,null,null,null,null,null,null,null,null,null,null,null,null,null,null,null,null,null,null,null,null,null,null,null,null,null,null,null,null,null,null,null,null,null,null,null,null,null,null,null,null,null,364,7,8719,{"$f":"OFFSET(CIV!$D$1,IF($CA$1,BX8721,366-BX8721),BY8721)","v":548.1},{"$f":"IF(BZ8721=SUMIF(CIV!$AQ$51:$AQ$90,CB8720,CIV!$BK$51:$BK$90),CB8720+1,CB8720)","v":10},375.4,{"$f":"SUMIF(CIV!$AQ$51:$AQ$90,CB8721,CIV!$BJ$51:$BJ$90)","v":497.22955636946375}]
[null,null,null,null,null,null,null,null,null,null,null,null,null,null,null,null,null,null,null,null,null,null,null,null,null,null,null,null,null,null,null,null,null,null,null,null,null,null,null,null,null,null,null,null,null,null,null,null,null,null,null,null,null,null,null,null,null,null,null,null,null,null,null,null,null,null,null,null,null,null,null,null,null,null,null,364,8,8720,{"$f":"OFFSET(CIV!$D$1,IF($CA$1,BX8722,366-BX8722),BY8722)","v":571.79999999999995},{"$f":"IF(BZ8722=SUMIF(CIV!$AQ$51:$AQ$90,CB8721,CIV!$BK$51:$BK$90),CB8721+1,CB8721)","v":10},374.9,{"$f":"SUMIF(CIV!$AQ$51:$AQ$90,CB8722,CIV!$BJ$51:$BJ$90)","v":497.22955636946375}]
[null,null,null,null,null,null,null,null,null,null,null,null,null,null,null,null,null,null,null,null,null,null,null,null,null,null,null,null,null,null,null,null,null,null,null,null,null,null,null,null,null,null,null,null,null,null,null,null,null,null,null,null,null,null,null,null,null,null,null,null,null,null,null,null,null,null,null,null,null,null,null,null,null,null,null,364,9,8721,{"$f":"OFFSET(CIV!$D$1,IF($CA$1,BX8723,366-BX8723),BY8723)","v":603},{"$f":"IF(BZ8723=SUMIF(CIV!$AQ$51:$AQ$90,CB8722,CIV!$BK$51:$BK$90),CB8722+1,CB8722)","v":10},374.5,{"$f":"SUMIF(CIV!$AQ$51:$AQ$90,CB8723,CIV!$BJ$51:$BJ$90)","v":497.22955636946375}]
[null,null,null,null,null,null,null,null,null,null,null,null,null,null,null,null,null,null,null,null,null,null,null,null,null,null,null,null,null,null,null,null,null,null,null,null,null,null,null,null,null,null,null,null,null,null,null,null,null,null,null,null,null,null,null,null,null,null,null,null,null,null,null,null,null,null,null,null,null,null,null,null,null,null,null,364,10,8722,{"$f":"OFFSET(CIV!$D$1,IF($CA$1,BX8724,366-BX8724),BY8724)","v":607.70000000000005},{"$f":"IF(BZ8724=SUMIF(CIV!$AQ$51:$AQ$90,CB8723,CIV!$BK$51:$BK$90),CB8723+1,CB8723)","v":10},372.7,{"$f":"SUMIF(CIV!$AQ$51:$AQ$90,CB8724,CIV!$BJ$51:$BJ$90)","v":497.22955636946375}]
[null,null,null,null,null,null,null,null,null,null,null,null,null,null,null,null,null,null,null,null,null,null,null,null,null,null,null,null,null,null,null,null,null,null,null,null,null,null,null,null,null,null,null,null,null,null,null,null,null,null,null,null,null,null,null,null,null,null,null,null,null,null,null,null,null,null,null,null,null,null,null,null,null,null,null,364,11,8723,{"$f":"OFFSET(CIV!$D$1,IF($CA$1,BX8725,366-BX8725),BY8725)","v":595.5},{"$f":"IF(BZ8725=SUMIF(CIV!$AQ$51:$AQ$90,CB8724,CIV!$BK$51:$BK$90),CB8724+1,CB8724)","v":10},372.1,{"$f":"SUMIF(CIV!$AQ$51:$AQ$90,CB8725,CIV!$BJ$51:$BJ$90)","v":497.22955636946375}]
[null,null,null,null,null,null,null,null,null,null,null,null,null,null,null,null,null,null,null,null,null,null,null,null,null,null,null,null,null,null,null,null,null,null,null,null,null,null,null,null,null,null,null,null,null,null,null,null,null,null,null,null,null,null,null,null,null,null,null,null,null,null,null,null,null,null,null,null,null,null,null,null,null,null,null,364,12,8724,{"$f":"OFFSET(CIV!$D$1,IF($CA$1,BX8726,366-BX8726),BY8726)","v":597.29999999999995},{"$f":"IF(BZ8726=SUMIF(CIV!$AQ$51:$AQ$90,CB8725,CIV!$BK$51:$BK$90),CB8725+1,CB8725)","v":10},371.3,{"$f":"SUMIF(CIV!$AQ$51:$AQ$90,CB8726,CIV!$BJ$51:$BJ$90)","v":497.22955636946375}]
[null,null,null,null,null,null,null,null,null,null,null,null,null,null,null,null,null,null,null,null,null,null,null,null,null,null,null,null,null,null,null,null,null,null,null,null,null,null,null,null,null,null,null,null,null,null,null,null,null,null,null,null,null,null,null,null,null,null,null,null,null,null,null,null,null,null,null,null,null,null,null,null,null,null,null,364,13,8725,{"$f":"OFFSET(CIV!$D$1,IF($CA$1,BX8727,366-BX8727),BY8727)","v":591.6},{"$f":"IF(BZ8727=SUMIF(CIV!$AQ$51:$AQ$90,CB8726,CIV!$BK$51:$BK$90),CB8726+1,CB8726)","v":10},371.3,{"$f":"SUMIF(CIV!$AQ$51:$AQ$90,CB8727,CIV!$BJ$51:$BJ$90)","v":497.22955636946375}]
[null,null,null,null,null,null,null,null,null,null,null,null,null,null,null,null,null,null,null,null,null,null,null,null,null,null,null,null,null,null,null,null,null,null,null,null,null,null,null,null,null,null,null,null,null,null,null,null,null,null,null,null,null,null,null,null,null,null,null,null,null,null,null,null,null,null,null,null,null,null,null,null,null,null,null,364,14,8726,{"$f":"OFFSET(CIV!$D$1,IF($CA$1,BX8728,366-BX8728),BY8728)","v":600.5},{"$f":"IF(BZ8728=SUMIF(CIV!$AQ$51:$AQ$90,CB8727,CIV!$BK$51:$BK$90),CB8727+1,CB8727)","v":10},371.1,{"$f":"SUMIF(CIV!$AQ$51:$AQ$90,CB8728,CIV!$BJ$51:$BJ$90)","v":497.22955636946375}]
[null,null,null,null,null,null,null,null,null,null,null,null,null,null,null,null,null,null,null,null,null,null,null,null,null,null,null,null,null,null,null,null,null,null,null,null,null,null,null,null,null,null,null,null,null,null,null,null,null,null,null,null,null,null,null,null,null,null,null,null,null,null,null,null,null,null,null,null,null,null,null,null,null,null,null,364,15,8727,{"$f":"OFFSET(CIV!$D$1,IF($CA$1,BX8729,366-BX8729),BY8729)","v":627.70000000000005},{"$f":"IF(BZ8729=SUMIF(CIV!$AQ$51:$AQ$90,CB8728,CIV!$BK$51:$BK$90),CB8728+1,CB8728)","v":10},370.9,{"$f":"SUMIF(CIV!$AQ$51:$AQ$90,CB8729,CIV!$BJ$51:$BJ$90)","v":497.22955636946375}]
[null,null,null,null,null,null,null,null,null,null,null,null,null,null,null,null,null,null,null,null,null,null,null,null,null,null,null,null,null,null,null,null,null,null,null,null,null,null,null,null,null,null,null,null,null,null,null,null,null,null,null,null,null,null,null,null,null,null,null,null,null,null,null,null,null,null,null,null,null,null,null,null,null,null,null,364,16,8728,{"$f":"OFFSET(CIV!$D$1,IF($CA$1,BX8730,366-BX8730),BY8730)","v":624.29999999999995},{"$f":"IF(BZ8730=SUMIF(CIV!$AQ$51:$AQ$90,CB8729,CIV!$BK$51:$BK$90),CB8729+1,CB8729)","v":10},370.8,{"$f":"SUMIF(CIV!$AQ$51:$AQ$90,CB8730,CIV!$BJ$51:$BJ$90)","v":497.22955636946375}]
[null,null,null,null,null,null,null,null,null,null,null,null,null,null,null,null,null,null,null,null,null,null,null,null,null,null,null,null,null,null,null,null,null,null,null,null,null,null,null,null,null,null,null,null,null,null,null,null,null,null,null,null,null,null,null,null,null,null,null,null,null,null,null,null,null,null,null,null,null,null,null,null,null,null,null,364,{"$f":"BY8707","v":17},8729,{"$f":"OFFSET(CIV!$D$1,IF($CA$1,BX8731,366-BX8731),BY8731)","v":604.1},{"$f":"IF(BZ8731=SUMIF(CIV!$AQ$51:$AQ$90,CB8730,CIV!$BK$51:$BK$90),CB8730+1,CB8730)","v":10},370.1,{"$f":"SUMIF(CIV!$AQ$51:$AQ$90,CB8731,CIV!$BJ$51:$BJ$90)","v":497.22955636946375}]
[null,null,null,null,null,null,null,null,null,null,null,null,null,null,null,null,null,null,null,null,null,null,null,null,null,null,null,null,null,null,null,null,null,null,null,null,null,null,null,null,null,null,null,null,null,null,null,null,null,null,null,null,null,null,null,null,null,null,null,null,null,null,null,null,null,null,null,null,null,null,null,null,null,null,null,364,18,8730,{"$f":"OFFSET(CIV!$D$1,IF($CA$1,BX8732,366-BX8732),BY8732)","v":597.9},{"$f":"IF(BZ8732=SUMIF(CIV!$AQ$51:$AQ$90,CB8731,CIV!$BK$51:$BK$90),CB8731+1,CB8731)","v":10},370,{"$f":"SUMIF(CIV!$AQ$51:$AQ$90,CB8732,CIV!$BJ$51:$BJ$90)","v":497.22955636946375}]
[null,null,null,null,null,null,null,null,null,null,null,null,null,null,null,null,null,null,null,null,null,null,null,null,null,null,null,null,null,null,null,null,null,null,null,null,null,null,null,null,null,null,null,null,null,null,null,null,null,null,null,null,null,null,null,null,null,null,null,null,null,null,null,null,null,null,null,null,null,null,null,null,null,null,null,364,19,8731,{"$f":"OFFSET(CIV!$D$1,IF($CA$1,BX8733,366-BX8733),BY8733)","v":782.1},{"$f":"IF(BZ8733=SUMIF(CIV!$AQ$51:$AQ$90,CB8732,CIV!$BK$51:$BK$90),CB8732+1,CB8732)","v":10},369.6,{"$f":"SUMIF(CIV!$AQ$51:$AQ$90,CB8733,CIV!$BJ$51:$BJ$90)","v":497.22955636946375}]
[null,null,null,null,null,null,null,null,null,null,null,null,null,null,null,null,null,null,null,null,null,null,null,null,null,null,null,null,null,null,null,null,null,null,null,null,null,null,null,null,null,null,null,null,null,null,null,null,null,null,null,null,null,null,null,null,null,null,null,null,null,null,null,null,null,null,null,null,null,null,null,null,null,null,null,364,20,8732,{"$f":"OFFSET(CIV!$D$1,IF($CA$1,BX8734,366-BX8734),BY8734)","v":794.4},{"$f":"IF(BZ8734=SUMIF(CIV!$AQ$51:$AQ$90,CB8733,CIV!$BK$51:$BK$90),CB8733+1,CB8733)","v":10},369.5,{"$f":"SUMIF(CIV!$AQ$51:$AQ$90,CB8734,CIV!$BJ$51:$BJ$90)","v":497.22955636946375}]
[null,null,null,null,null,null,null,null,null,null,null,null,null,null,null,null,null,null,null,null,null,null,null,null,null,null,null,null,null,null,null,null,null,null,null,null,null,null,null,null,null,null,null,null,null,null,null,null,null,null,null,null,null,null,null,null,null,null,null,null,null,null,null,null,null,null,null,null,null,null,null,null,null,null,null,364,21,8733,{"$f":"OFFSET(CIV!$D$1,IF($CA$1,BX8735,366-BX8735),BY8735)","v":780.8},{"$f":"IF(BZ8735=SUMIF(CIV!$AQ$51:$AQ$90,CB8734,CIV!$BK$51:$BK$90),CB8734+1,CB8734)","v":10},369.4,{"$f":"SUMIF(CIV!$AQ$51:$AQ$90,CB8735,CIV!$BJ$51:$BJ$90)","v":497.22955636946375}]
[null,null,null,null,null,null,null,null,null,null,null,null,null,null,null,null,null,null,null,null,null,null,null,null,null,null,null,null,null,null,null,null,null,null,null,null,null,null,null,null,null,null,null,null,null,null,null,null,null,null,null,null,null,null,null,null,null,null,null,null,null,null,null,null,null,null,null,null,null,null,null,null,null,null,null,364,22,8734,{"$f":"OFFSET(CIV!$D$1,IF($CA$1,BX8736,366-BX8736),BY8736)","v":747.3},{"$f":"IF(BZ8736=SUMIF(CIV!$AQ$51:$AQ$90,CB8735,CIV!$BK$51:$BK$90),CB8735+1,CB8735)","v":10},369,{"$f":"SUMIF(CIV!$AQ$51:$AQ$90,CB8736,CIV!$BJ$51:$BJ$90)","v":497.22955636946375}]
[null,null,null,null,null,null,null,null,null,null,null,null,null,null,null,null,null,null,null,null,null,null,null,null,null,null,null,null,null,null,null,null,null,null,null,null,null,null,null,null,null,null,null,null,null,null,null,null,null,null,null,null,null,null,null,null,null,null,null,null,null,null,null,null,null,null,null,null,null,null,null,null,null,null,null,364,23,8735,{"$f":"OFFSET(CIV!$D$1,IF($CA$1,BX8737,366-BX8737),BY8737)","v":716.5},{"$f":"IF(BZ8737=SUMIF(CIV!$AQ$51:$AQ$90,CB8736,CIV!$BK$51:$BK$90),CB8736+1,CB8736)","v":10},367.7,{"$f":"SUMIF(CIV!$AQ$51:$AQ$90,CB8737,CIV!$BJ$51:$BJ$90)","v":497.22955636946375}]
[null,null,null,null,null,null,null,null,null,null,null,null,null,null,null,null,null,null,null,null,null,null,null,null,null,null,null,null,null,null,null,null,null,null,null,null,null,null,null,null,null,null,null,null,null,null,null,null,null,null,null,null,null,null,null,null,null,null,null,null,null,null,null,null,null,null,null,null,null,null,null,null,null,null,null,364,24,8736,{"$f":"OFFSET(CIV!$D$1,IF($CA$1,BX8738,366-BX8738),BY8738)","v":689},{"$f":"IF(BZ8738=SUMIF(CIV!$AQ$51:$AQ$90,CB8737,CIV!$BK$51:$BK$90),CB8737+1,CB8737)","v":10},367.3,{"$f":"SUMIF(CIV!$AQ$51:$AQ$90,CB8738,CIV!$BJ$51:$BJ$90)","v":497.22955636946375}]
[null,null,null,null,null,null,null,null,null,null,null,null,null,null,null,null,null,null,null,null,null,null,null,null,null,null,null,null,null,null,null,null,null,null,null,null,null,null,null,null,null,null,null,null,null,null,null,null,null,null,null,null,null,null,null,null,null,null,null,null,null,null,null,null,null,null,null,null,null,null,null,null,null,null,null,365,1,8737,{"$f":"OFFSET(CIV!$D$1,IF($CA$1,BX8739,366-BX8739),BY8739)","v":653.5},{"$f":"IF(BZ8739=SUMIF(CIV!$AQ$51:$AQ$90,CB8738,CIV!$BK$51:$BK$90),CB8738+1,CB8738)","v":10},367.2,{"$f":"SUMIF(CIV!$AQ$51:$AQ$90,CB8739,CIV!$BJ$51:$BJ$90)","v":497.22955636946375}]
[null,null,null,null,null,null,null,null,null,null,null,null,null,null,null,null,null,null,null,null,null,null,null,null,null,null,null,null,null,null,null,null,null,null,null,null,null,null,null,null,null,null,null,null,null,null,null,null,null,null,null,null,null,null,null,null,null,null,null,null,null,null,null,null,null,null,null,null,null,null,null,null,null,null,null,365,2,8738,{"$f":"OFFSET(CIV!$D$1,IF($CA$1,BX8740,366-BX8740),BY8740)","v":623.1},{"$f":"IF(BZ8740=SUMIF(CIV!$AQ$51:$AQ$90,CB8739,CIV!$BK$51:$BK$90),CB8739+1,CB8739)","v":10},367,{"$f":"SUMIF(CIV!$AQ$51:$AQ$90,CB8740,CIV!$BJ$51:$BJ$90)","v":497.22955636946375}]
[null,null,null,null,null,null,null,null,null,null,null,null,null,null,null,null,null,null,null,null,null,null,null,null,null,null,null,null,null,null,null,null,null,null,null,null,null,null,null,null,null,null,null,null,null,null,null,null,null,null,null,null,null,null,null,null,null,null,null,null,null,null,null,null,null,null,null,null,null,null,null,null,null,null,null,365,3,8739,{"$f":"OFFSET(CIV!$D$1,IF($CA$1,BX8741,366-BX8741),BY8741)","v":606.6},{"$f":"IF(BZ8741=SUMIF(CIV!$AQ$51:$AQ$90,CB8740,CIV!$BK$51:$BK$90),CB8740+1,CB8740)","v":10},367,{"$f":"SUMIF(CIV!$AQ$51:$AQ$90,CB8741,CIV!$BJ$51:$BJ$90)","v":497.22955636946375}]
[null,null,null,null,null,null,null,null,null,null,null,null,null,null,null,null,null,null,null,null,null,null,null,null,null,null,null,null,null,null,null,null,null,null,null,null,null,null,null,null,null,null,null,null,null,null,null,null,null,null,null,null,null,null,null,null,null,null,null,null,null,null,null,null,null,null,null,null,null,null,null,null,null,null,null,365,4,8740,{"$f":"OFFSET(CIV!$D$1,IF($CA$1,BX8742,366-BX8742),BY8742)","v":606.29999999999995},{"$f":"IF(BZ8742=SUMIF(CIV!$AQ$51:$AQ$90,CB8741,CIV!$BK$51:$BK$90),CB8741+1,CB8741)","v":10},366,{"$f":"SUMIF(CIV!$AQ$51:$AQ$90,CB8742,CIV!$BJ$51:$BJ$90)","v":497.22955636946375}]
[null,null,null,null,null,null,null,null,null,null,null,null,null,null,null,null,null,null,null,null,null,null,null,null,null,null,null,null,null,null,null,null,null,null,null,null,null,null,null,null,null,null,null,null,null,null,null,null,null,null,null,null,null,null,null,null,null,null,null,null,null,null,null,null,null,null,null,null,null,null,null,null,null,null,null,365,5,8741,{"$f":"OFFSET(CIV!$D$1,IF($CA$1,BX8743,366-BX8743),BY8743)","v":636.79999999999995},{"$f":"IF(BZ8743=SUMIF(CIV!$AQ$51:$AQ$90,CB8742,CIV!$BK$51:$BK$90),CB8742+1,CB8742)","v":10},365.8,{"$f":"SUMIF(CIV!$AQ$51:$AQ$90,CB8743,CIV!$BJ$51:$BJ$90)","v":497.22955636946375}]
[null,null,null,null,null,null,null,null,null,null,null,null,null,null,null,null,null,null,null,null,null,null,null,null,null,null,null,null,null,null,null,null,null,null,null,null,null,null,null,null,null,null,null,null,null,null,null,null,null,null,null,null,null,null,null,null,null,null,null,null,null,null,null,null,null,null,null,null,null,null,null,null,null,null,null,365,6,8742,{"$f":"OFFSET(CIV!$D$1,IF($CA$1,BX8744,366-BX8744),BY8744)","v":641.9},{"$f":"IF(BZ8744=SUMIF(CIV!$AQ$51:$AQ$90,CB8743,CIV!$BK$51:$BK$90),CB8743+1,CB8743)","v":10},365.8,{"$f":"SUMIF(CIV!$AQ$51:$AQ$90,CB8744,CIV!$BJ$51:$BJ$90)","v":497.22955636946375}]
[null,null,null,null,null,null,null,null,null,null,null,null,null,null,null,null,null,null,null,null,null,null,null,null,null,null,null,null,null,null,null,null,null,null,null,null,null,null,null,null,null,null,null,null,null,null,null,null,null,null,null,null,null,null,null,null,null,null,null,null,null,null,null,null,null,null,null,null,null,null,null,null,null,null,null,365,7,8743,{"$f":"OFFSET(CIV!$D$1,IF($CA$1,BX8745,366-BX8745),BY8745)","v":565},{"$f":"IF(BZ8745=SUMIF(CIV!$AQ$51:$AQ$90,CB8744,CIV!$BK$51:$BK$90),CB8744+1,CB8744)","v":10},364.3,{"$f":"SUMIF(CIV!$AQ$51:$AQ$90,CB8745,CIV!$BJ$51:$BJ$90)","v":497.22955636946375}]
[null,null,null,null,null,null,null,null,null,null,null,null,null,null,null,null,null,null,null,null,null,null,null,null,null,null,null,null,null,null,null,null,null,null,null,null,null,null,null,null,null,null,null,null,null,null,null,null,null,null,null,null,null,null,null,null,null,null,null,null,null,null,null,null,null,null,null,null,null,null,null,null,null,null,null,365,8,8744,{"$f":"OFFSET(CIV!$D$1,IF($CA$1,BX8746,366-BX8746),BY8746)","v":610.5},{"$f":"IF(BZ8746=SUMIF(CIV!$AQ$51:$AQ$90,CB8745,CIV!$BK$51:$BK$90),CB8745+1,CB8745)","v":10},363.4,{"$f":"SUMIF(CIV!$AQ$51:$AQ$90,CB8746,CIV!$BJ$51:$BJ$90)","v":497.22955636946375}]
[null,null,null,null,null,null,null,null,null,null,null,null,null,null,null,null,null,null,null,null,null,null,null,null,null,null,null,null,null,null,null,null,null,null,null,null,null,null,null,null,null,null,null,null,null,null,null,null,null,null,null,null,null,null,null,null,null,null,null,null,null,null,null,null,null,null,null,null,null,null,null,null,null,null,null,365,9,8745,{"$f":"OFFSET(CIV!$D$1,IF($CA$1,BX8747,366-BX8747),BY8747)","v":621.9},{"$f":"IF(BZ8747=SUMIF(CIV!$AQ$51:$AQ$90,CB8746,CIV!$BK$51:$BK$90),CB8746+1,CB8746)","v":10},363.2,{"$f":"SUMIF(CIV!$AQ$51:$AQ$90,CB8747,CIV!$BJ$51:$BJ$90)","v":497.22955636946375}]
[null,null,null,null,null,null,null,null,null,null,null,null,null,null,null,null,null,null,null,null,null,null,null,null,null,null,null,null,null,null,null,null,null,null,null,null,null,null,null,null,null,null,null,null,null,null,null,null,null,null,null,null,null,null,null,null,null,null,null,null,null,null,null,null,null,null,null,null,null,null,null,null,null,null,null,365,10,8746,{"$f":"OFFSET(CIV!$D$1,IF($CA$1,BX8748,366-BX8748),BY8748)","v":632.4},{"$f":"IF(BZ8748=SUMIF(CIV!$AQ$51:$AQ$90,CB8747,CIV!$BK$51:$BK$90),CB8747+1,CB8747)","v":10},362.6,{"$f":"SUMIF(CIV!$AQ$51:$AQ$90,CB8748,CIV!$BJ$51:$BJ$90)","v":497.22955636946375}]
[null,null,null,null,null,null,null,null,null,null,null,null,null,null,null,null,null,null,null,null,null,null,null,null,null,null,null,null,null,null,null,null,null,null,null,null,null,null,null,null,null,null,null,null,null,null,null,null,null,null,null,null,null,null,null,null,null,null,null,null,null,null,null,null,null,null,null,null,null,null,null,null,null,null,null,365,11,8747,{"$f":"OFFSET(CIV!$D$1,IF($CA$1,BX8749,366-BX8749),BY8749)","v":604.5},{"$f":"IF(BZ8749=SUMIF(CIV!$AQ$51:$AQ$90,CB8748,CIV!$BK$51:$BK$90),CB8748+1,CB8748)","v":10},361.7,{"$f":"SUMIF(CIV!$AQ$51:$AQ$90,CB8749,CIV!$BJ$51:$BJ$90)","v":497.22955636946375}]
[null,null,null,null,null,null,null,null,null,null,null,null,null,null,null,null,null,null,null,null,null,null,null,null,null,null,null,null,null,null,null,null,null,null,null,null,null,null,null,null,null,null,null,null,null,null,null,null,null,null,null,null,null,null,null,null,null,null,null,null,null,null,null,null,null,null,null,null,null,null,null,null,null,null,null,365,12,8748,{"$f":"OFFSET(CIV!$D$1,IF($CA$1,BX8750,366-BX8750),BY8750)","v":608.9},{"$f":"IF(BZ8750=SUMIF(CIV!$AQ$51:$AQ$90,CB8749,CIV!$BK$51:$BK$90),CB8749+1,CB8749)","v":10},361.4,{"$f":"SUMIF(CIV!$AQ$51:$AQ$90,CB8750,CIV!$BJ$51:$BJ$90)","v":497.22955636946375}]
[null,null,null,null,null,null,null,null,null,null,null,null,null,null,null,null,null,null,null,null,null,null,null,null,null,null,null,null,null,null,null,null,null,null,null,null,null,null,null,null,null,null,null,null,null,null,null,null,null,null,null,null,null,null,null,null,null,null,null,null,null,null,null,null,null,null,null,null,null,null,null,null,null,null,null,365,13,8749,{"$f":"OFFSET(CIV!$D$1,IF($CA$1,BX8751,366-BX8751),BY8751)","v":604.6},{"$f":"IF(BZ8751=SUMIF(CIV!$AQ$51:$AQ$90,CB8750,CIV!$BK$51:$BK$90),CB8750+1,CB8750)","v":10},360.9,{"$f":"SUMIF(CIV!$AQ$51:$AQ$90,CB8751,CIV!$BJ$51:$BJ$90)","v":497.22955636946375}]
[null,null,null,null,null,null,null,null,null,null,null,null,null,null,null,null,null,null,null,null,null,null,null,null,null,null,null,null,null,null,null,null,null,null,null,null,null,null,null,null,null,null,null,null,null,null,null,null,null,null,null,null,null,null,null,null,null,null,null,null,null,null,null,null,null,null,null,null,null,null,null,null,null,null,null,365,14,8750,{"$f":"OFFSET(CIV!$D$1,IF($CA$1,BX8752,366-BX8752),BY8752)","v":620.20000000000005},{"$f":"IF(BZ8752=SUMIF(CIV!$AQ$51:$AQ$90,CB8751,CIV!$BK$51:$BK$90),CB8751+1,CB8751)","v":10},360.8,{"$f":"SUMIF(CIV!$AQ$51:$AQ$90,CB8752,CIV!$BJ$51:$BJ$90)","v":497.22955636946375}]
[null,null,null,null,null,null,null,null,null,null,null,null,null,null,null,null,null,null,null,null,null,null,null,null,null,null,null,null,null,null,null,null,null,null,null,null,null,null,null,null,null,null,null,null,null,null,null,null,null,null,null,null,null,null,null,null,null,null,null,null,null,null,null,null,null,null,null,null,null,null,null,null,null,null,null,365,15,8751,{"$f":"OFFSET(CIV!$D$1,IF($CA$1,BX8753,366-BX8753),BY8753)","v":625.20000000000005},{"$f":"IF(BZ8753=SUMIF(CIV!$AQ$51:$AQ$90,CB8752,CIV!$BK$51:$BK$90),CB8752+1,CB8752)","v":10},360.7,{"$f":"SUMIF(CIV!$AQ$51:$AQ$90,CB8753,CIV!$BJ$51:$BJ$90)","v":497.22955636946375}]
[null,null,null,null,null,null,null,null,null,null,null,null,null,null,null,null,null,null,null,null,null,null,null,null,null,null,null,null,null,null,null,null,null,null,null,null,null,null,null,null,null,null,null,null,null,null,null,null,null,null,null,null,null,null,null,null,null,null,null,null,null,null,null,null,null,null,null,null,null,null,null,null,null,null,null,365,16,8752,{"$f":"OFFSET(CIV!$D$1,IF($CA$1,BX8754,366-BX8754),BY8754)","v":617.5},{"$f":"IF(BZ8754=SUMIF(CIV!$AQ$51:$AQ$90,CB8753,CIV!$BK$51:$BK$90),CB8753+1,CB8753)","v":10},360,{"$f":"SUMIF(CIV!$AQ$51:$AQ$90,CB8754,CIV!$BJ$51:$BJ$90)","v":497.22955636946375}]
[null,null,null,null,null,null,null,null,null,null,null,null,null,null,null,null,null,null,null,null,null,null,null,null,null,null,null,null,null,null,null,null,null,null,null,null,null,null,null,null,null,null,null,null,null,null,null,null,null,null,null,null,null,null,null,null,null,null,null,null,null,null,null,null,null,null,null,null,null,null,null,null,null,null,null,365,17,8753,{"$f":"OFFSET(CIV!$D$1,IF($CA$1,BX8755,366-BX8755),BY8755)","v":595},{"$f":"IF(BZ8755=SUMIF(CIV!$AQ$51:$AQ$90,CB8754,CIV!$BK$51:$BK$90),CB8754+1,CB8754)","v":10},359.5,{"$f":"SUMIF(CIV!$AQ$51:$AQ$90,CB8755,CIV!$BJ$51:$BJ$90)","v":497.22955636946375}]
[null,null,null,null,null,null,null,null,null,null,null,null,null,null,null,null,null,null,null,null,null,null,null,null,null,null,null,null,null,null,null,null,null,null,null,null,null,null,null,null,null,null,null,null,null,null,null,null,null,null,null,null,null,null,null,null,null,null,null,null,null,null,null,null,null,null,null,null,null,null,null,null,null,null,null,365,18,8754,{"$f":"OFFSET(CIV!$D$1,IF($CA$1,BX8756,366-BX8756),BY8756)","v":592},{"$f":"IF(BZ8756=SUMIF(CIV!$AQ$51:$AQ$90,CB8755,CIV!$BK$51:$BK$90),CB8755+1,CB8755)","v":10},359.3,{"$f":"SUMIF(CIV!$AQ$51:$AQ$90,CB8756,CIV!$BJ$51:$BJ$90)","v":497.22955636946375}]
[null,null,null,null,null,null,null,null,null,null,null,null,null,null,null,null,null,null,null,null,null,null,null,null,null,null,null,null,null,null,null,null,null,null,null,null,null,null,null,null,null,null,null,null,null,null,null,null,null,null,null,null,null,null,null,null,null,null,null,null,null,null,null,null,null,null,null,null,null,null,null,null,null,null,null,365,19,8755,{"$f":"OFFSET(CIV!$D$1,IF($CA$1,BX8757,366-BX8757),BY8757)","v":776.1},{"$f":"IF(BZ8757=SUMIF(CIV!$AQ$51:$AQ$90,CB8756,CIV!$BK$51:$BK$90),CB8756+1,CB8756)","v":10},357.5,{"$f":"SUMIF(CIV!$AQ$51:$AQ$90,CB8757,CIV!$BJ$51:$BJ$90)","v":497.22955636946375}]
[null,null,null,null,null,null,null,null,null,null,null,null,null,null,null,null,null,null,null,null,null,null,null,null,null,null,null,null,null,null,null,null,null,null,null,null,null,null,null,null,null,null,null,null,null,null,null,null,null,null,null,null,null,null,null,null,null,null,null,null,null,null,null,null,null,null,null,null,null,null,null,null,null,null,null,365,20,8756,{"$f":"OFFSET(CIV!$D$1,IF($CA$1,BX8758,366-BX8758),BY8758)","v":803.6},{"$f":"IF(BZ8758=SUMIF(CIV!$AQ$51:$AQ$90,CB8757,CIV!$BK$51:$BK$90),CB8757+1,CB8757)","v":10},343.5,{"$f":"SUMIF(CIV!$AQ$51:$AQ$90,CB8758,CIV!$BJ$51:$BJ$90)","v":497.22955636946375}]
[null,null,null,null,null,null,null,null,null,null,null,null,null,null,null,null,null,null,null,null,null,null,null,null,null,null,null,null,null,null,null,null,null,null,null,null,null,null,null,null,null,null,null,null,null,null,null,null,null,null,null,null,null,null,null,null,null,null,null,null,null,null,null,null,null,null,null,null,null,null,null,null,null,null,null,365,21,8757,{"$f":"OFFSET(CIV!$D$1,IF($CA$1,BX8759,366-BX8759),BY8759)","v":766.2},{"$f":"IF(BZ8759=SUMIF(CIV!$AQ$51:$AQ$90,CB8758,CIV!$BK$51:$BK$90),CB8758+1,CB8758)","v":10},342.5,{"$f":"SUMIF(CIV!$AQ$51:$AQ$90,CB8759,CIV!$BJ$51:$BJ$90)","v":497.22955636946375}]
[null,null,null,null,null,null,null,null,null,null,null,null,null,null,null,null,null,null,null,null,null,null,null,null,null,null,null,null,null,null,null,null,null,null,null,null,null,null,null,null,null,null,null,null,null,null,null,null,null,null,null,null,null,null,null,null,null,null,null,null,null,null,null,null,null,null,null,null,null,null,null,null,null,null,null,365,22,8758,{"$f":"OFFSET(CIV!$D$1,IF($CA$1,BX8760,366-BX8760),BY8760)","v":776.8},{"$f":"IF(BZ8760=SUMIF(CIV!$AQ$51:$AQ$90,CB8759,CIV!$BK$51:$BK$90),CB8759+1,CB8759)","v":10},342.2,{"$f":"SUMIF(CIV!$AQ$51:$AQ$90,CB8760,CIV!$BJ$51:$BJ$90)","v":497.22955636946375}]
[null,null,null,null,null,null,null,null,null,null,null,null,null,null,null,null,null,null,null,null,null,null,null,null,null,null,null,null,null,null,null,null,null,null,null,null,null,null,null,null,null,null,null,null,null,null,null,null,null,null,null,null,null,null,null,null,null,null,null,null,null,null,null,null,null,null,null,null,null,null,null,null,null,null,null,365,23,8759,{"$f":"OFFSET(CIV!$D$1,IF($CA$1,BX8761,366-BX8761),BY8761)","v":727.9},{"$f":"IF(BZ8761=SUMIF(CIV!$AQ$51:$AQ$90,CB8760,CIV!$BK$51:$BK$90),CB8760+1,CB8760)","v":10},339,{"$f":"SUMIF(CIV!$AQ$51:$AQ$90,CB8761,CIV!$BJ$51:$BJ$90)","v":497.22955636946375}]
[null,null,null,null,null,null,null,null,null,null,null,null,null,null,null,null,null,null,null,null,null,null,null,null,null,null,null,null,null,null,null,null,null,null,null,null,null,null,null,null,null,null,null,null,null,null,null,null,null,null,null,null,null,null,null,null,null,null,null,null,null,null,null,null,null,null,null,null,null,null,null,null,null,null,null,365,24,8760,{"$f":"OFFSET(CIV!$D$1,IF($CA$1,BX8762,366-BX8762),BY8762)","v":712.7},{"$f":"IF(BZ8762=SUMIF(CIV!$AQ$51:$AQ$90,CB8761,CIV!$BK$51:$BK$90),CB8761+1,CB8761)","v":11},263.3,{"$f":"SUMIF(CIV!$AQ$51:$AQ$90,CB8762,CIV!$BJ$51:$BJ$90)","v":0}]
[null,null,null,null,null,null,null,null,null,null,null,null,null,null,null,null,null,null,null,null,null,null,null,null,null,null,null,null,null,null,null,null,null,null,null,null,null,null,null,null,null,null,null,null,null,null,null,null,null,null,null,null,null,null,null,null,null,null,null,null,null,null,null,null,null,null,null,null,null,null,null,null,null,null,null,null,null,null,{"$f":"SUM(CA3:CA8762)/1000","v":5036.6752530000176},null,5036.6752530000176,{"$f":"SUMIF(CIV!$AQ$51:$AQ$90,CB8763,CIV!$BJ$51:$BJ$90)","v":0}]

{"sheet":"LoadCurve","index":3,"n_rows":8763,"n_cols":82,"rows_kept":1125,"cut":true,"hidden":false,"merged":[],"bounds":{"rows_first":500,"rows_last":125,"rows_between":500,"halvings":2}}
["day #","Date","wkday#","weekday",0,{"$f":"E1+1","v":1},{"$f":"F1+1","v":2},3,4,5,6,7,8,9,10,11,12,13,14,15,16,17,18,19,20,21,22,23,"sum(row)","Moving average","Season","day type","Group",0.1,null,null,null,null,null,null,null,null,null,{"$f":"0.00000001","v":1E-8},null,null,null,null,null,null,null,null,null,null,null,null,null,null,null,null,null,null,null,null,null,null,null,null,null,null,null,null,null,null,null,null,null,"up",1,"Blck index"]
[1,"2009-01-01",{"$f":"WEEKDAY(B2,2)","v":4},{"$f":"VLOOKUP(C2,weekdays,2,FALSE)","v":"Thursday"},1076,1091,1076,1071,1060,1062,972,970,951,972,975,1016,1021,1004,992,980,965,1056,1225,1270,1251,1226,1176,1101,{"$f":"SUM(E2:AB2)","v":25559},null,{"$f":"IF(AND(A2>$AJ$6,A2<$AJ$7),\"s2\",IF(A2<=$AJ$6,\"s1\",\"s3\"))","v":"s1"},"d1",{"$f":"AE2&AF2","v":"s1d1"},null,null,null,null,null,null,null,null,null,null,null,null,"Average working day calculation",null,null,null,null,null,null,null,null,null,null,null,null,null,null,null,null,null,null,null,null,null,null,null,null,null,null,null,null,null,"day","hr","Vector index","Load vector",null,"Sorted load duration curve","Sorted Agg load"]
[{"$f":"A2+1","v":2},"2009-01-02",{"$f":"WEEKDAY(B3,2)","v":5},"Friday",1075,1040,1006,998,1011,1022,999,1061,1093,1136,1155,1157,1128,1122,1146,1137,1146,1200,1287,1304,1306,1268,1225,1156,27178,null,{"$f":"IF(AND(A3>$AJ$6,A3<$AJ$7),\"s2\",IF(A3<=$AJ$6,\"s1\",\"s3\"))","v":"s1"},"d1",{"$f":"AE3&AF3","v":"s1d1"},null,"Start Day","End Day","Days","Days frac","Energy","Energy frac","Max Power","Row (Max)","Column (Max)",null,null,null,null,null,null,null,null,null,null,null,null,null,null,null,null,null,null,null,null,null,null,null,null,null,null,null,null,null,null,null,null,{"$f":"ROUNDDOWN((BZ3-1)/24,0)+1","v":1},1,1,{"$f":"OFFSET(LoadCurve!$D$1,IF($CA$1,BX3,366-BX3),BY3)","v":1076},1,1475,{"$f":"SUMIF(LoadCurve!$AQ$51:$AQ$90,CB3,LoadCurve!$BJ$51:$BJ$90)","v":1475}]
[{"$f":"A3+1","v":3},"2009-01-03",6,"Saturday",1134,1099,1094,1067,1073,1078,1001,982,988,1033,972,999,996,999,1000,993,885,1033,1131,1195,1212,1163,1130,1051,25308,null,"s1","d1","s1d1",null,null,null,null,null,null,null,"MW",null,null,null,null,null,null,null,null,null,null,null,null,null,null,null,null,null,null,null,null,null,null,null,null,null,null,null,null,null,null,null,null,null,null,1,{"$f":"BZ4","v":2},{"$f":"BZ3+1","v":2},{"$f":"OFFSET(LoadCurve!$D$1,IF($CA$1,BX4,366-BX4),BY4)","v":1091},{"$f":"IF(BZ4=SUMIF(LoadCurve!$AQ$51:$AQ$90,CB3,LoadCurve!$BK$51:$BK$90),CB3+1,CB3)","v":1},1474,{"$f":"SUMIF(LoadCurve!$AQ$51:$AQ$90,CB4,LoadCurve!$BJ$51:$BJ$90)","v":1475}]
[4,"2009-01-04",7,"Sunday",1019,1012,963,950,953,987,918,924,924,889,881,878,900,922,946,935,933,984,1200,1191,1167,1146,1052,1043,23717,null,"s1","d1","s1d1","Annual",1,365,{"$f":"AJ5-AI5+1","v":365},null,{"$f":"AM19","v":9478.8997999999992},null,{"$f":"findmax(OFFSET($E$2,$AI5-1,0,$AK5,24),AI5)","v":1475},350,19,null,null,null,null,null,null,null,null,null,null,null,null,null,null,null,null,null,null,null,null,null,null,null,null,null,null,null,null,null,null,null,null,1,3,3,{"$f":"OFFSET(LoadCurve!$D$1,IF($CA$1,BX5,366-BX5),BY5)","v":1076},{"$f":"IF(BZ5=SUMIF(LoadCurve!$AQ$51:$AQ$90,CB4,LoadCurve!$BK$51:$BK$90),CB4+1,CB4)","v":1},1439,{"$f":"SUMIF(LoadCurve!$AQ$51:$AQ$90,CB5,LoadCurve!$BJ$51:$BJ$90)","v":1475}]
[5,"2009-01-05",1,"Monday",961,950,927,930,931,957,948,1021,1073,1085,1108,1131,1112,1125,1145,1133,1114,1143,1264,1269,1245,1216,1136,1076,26000,null,"s1","d1","s1d1","s1",1,126,{"$f":"AJ6-AI6+1","v":126},{"$f":"AK6/AK$5","v":0.34520547945205482},{"$f":"SUMIF($AP$13:$AP$18,AH6,$AM$13:$AM$18)","v":3286.9733000000001},{"$f":"AM6/$AM$5","v":0.34676738538791185},{"$f":"findmax(OFFSET($E$2,$AI6-1,0,$AK6,24),AI6)","v":1359},118,20,null,null,null,null,null,null,null,null,null,null,null,null,null,null,null,null,null,null,null,null,null,null,null,null,null,null,null,null,null,null,null,null,1,4,4,{"$f":"OFFSET(LoadCurve!$D$1,IF($CA$1,BX6,366-BX6),BY6)","v":1071},{"$f":"IF(BZ6=SUMIF(LoadCurve!$AQ$51:$AQ$90,CB5,LoadCurve!$BK$51:$BK$90),CB5+1,CB5)","v":1},1424,{"$f":"SUMIF(LoadCurve!$AQ$51:$AQ$90,CB6,LoadCurve!$BJ$51:$BJ$90)","v":1475}]
[6,"2009-01-06",2,"Tuesday",1148,1127,1118,1096,1111,1039,994,1046,1106,1109,1109,1102,1073,1123,1132,1115,1078,1096,1224,1251,1229,1214,1156,1080,26876,null,"s1","d1","s1d1","s2",{"$f":"AJ6+1","v":127},249,{"$f":"AJ7-AI7+1","v":123},{"$f":"AK7/AK$5","v":0.33698630136986302},{"$f":"SUMIF($AP$13:$AP$18,AH7,$AM$13:$AM$18)","v":3025.0528999999992},{"$f":"AM7/$AM$5","v":0.31913544438986469},{"$f":"findmax(OFFSET($E$2,$AI7-1,0,$AK7,24),AI7)","v":1337},138,20,null,null,null,null,null,null,null,null,null,null,null,null,null,null,null,null,null,null,null,null,null,null,null,null,null,null,null,null,null,null,null,null,1,5,5,{"$f":"OFFSET(LoadCurve!$D$1,IF($CA$1,BX7,366-BX7),BY7)","v":1060},{"$f":"IF(BZ7=SUMIF(LoadCurve!$AQ$51:$AQ$90,CB6,LoadCurve!$BK$51:$BK$90),CB6+1,CB6)","v":1},1417,{"$f":"SUMIF(LoadCurve!$AQ$51:$AQ$90,CB7,LoadCurve!$BJ$51:$BJ$90)","v":1475}]
[7,"2009-01-07",3,"Wednesday",1050,1057,1023,922,1037,1079,1007,1047,1109,1143,1149,1161,1161,1178,1186,1135,1091,1100,1258,1283,1262,1205,1133,1094,26870,null,"s1","d1","s1d1","s3",{"$f":"AJ7+1","v":250},365,{"$f":"AJ8-AI8+1","v":116},{"$f":"AK8/AK$5","v":0.31780821917808222},{"$f":"SUMIF($AP$13:$AP$18,AH8,$AM$13:$AM$18)","v":3166.8735999999994},{"$f":"AM8/$AM$5","v":0.33409717022222346},{"$f":"findmax(OFFSET($E$2,$AI8-1,0,$AK8,24),AI8)","v":1475},350,19,null,null,null,null,null,null,null,null,null,null,null,null,null,null,null,null,null,null,null,null,null,null,null,null,null,null,null,null,null,null,null,null,1,6,6,{"$f":"OFFSET(LoadCurve!$D$1,IF($CA$1,BX8,366-BX8),BY8)","v":1062},{"$f":"IF(BZ8=SUMIF(LoadCurve!$AQ$51:$AQ$90,CB7,LoadCurve!$BK$51:$BK$90),CB7+1,CB7)","v":1},1415,{"$f":"SUMIF(LoadCurve!$AQ$51:$AQ$90,CB8,LoadCurve!$BJ$51:$BJ$90)","v":1475}]
[8,"2009-01-08",4,"Thursday",1048,1048,1022,998,1012,1062,985,1055.5,1106.5,1115.5,1153.5,1159.5,1151.5,1146.5,1159.5,1154,1125,1133,1305,1309,1319,1256,1179,1088,27091,null,"s1","d1","s1d1",null,null,null,null,null,null,null,"Load factor",{"$f":"AM19/(AO5*8.67)","v":0.74121946317909015},null,null,null,null,null,null,null,null,null,null,null,null,null,null,null,null,null,null,null,null,null,null,null,null,null,null,null,null,null,null,null,null,null,1,7,7,{"$f":"OFFSET(LoadCurve!$D$1,IF($CA$1,BX9,366-BX9),BY9)","v":972},{"$f":"IF(BZ9=SUMIF(LoadCurve!$AQ$51:$AQ$90,CB8,LoadCurve!$BK$51:$BK$90),CB8+1,CB8)","v":1},1411,{"$f":"SUMIF(LoadCurve!$AQ$51:$AQ$90,CB9,LoadCurve!$BJ$51:$BJ$90)","v":1475}]
[9,"2009-01-09",5,"Friday",1073,1042,1000,1013,1041,1145,1008,1048,1069,1054,1008,1101,1101,1097,1100,1110,1099,1111,1265,1279,1291,1223,1166,1085,26529,null,"s1","d1","s1d1",null,null,null,null,null,null,null,null,null,null,null,null,null,null,null,null,null,null,null,null,null,null,null,null,null,null,null,null,null,null,null,null,null,null,null,null,null,null,null,null,null,null,1,8,8,{"$f":"OFFSET(LoadCurve!$D$1,IF($CA$1,BX10,366-BX10),BY10)","v":970},{"$f":"IF(BZ10=SUMIF(LoadCurve!$AQ$51:$AQ$90,CB9,LoadCurve!$BK$51:$BK$90),CB9+1,CB9)","v":1},1409.7,{"$f":"SUMIF(LoadCurve!$AQ$51:$AQ$90,CB10,LoadCurve!$BJ$51:$BJ$90)","v":1475}]
[10,"2009-01-10",6,"Saturday",1053,1025,1000,990,1003,1039,947,923,941,949,973,981,1001,986,1002,995,980,1018,1230,1284,1274,1240,1111,1068,25013,null,"s1","d1","s1d1",null,null,null,null,null,null,null,null,null,null,null,null,"Energy (GWh)",null,null,null,null,null,null,null,null,null,null,null,null,null,null,null,null,null,null,null,null,null,null,null,null,null,null,null,null,null,1,9,9,{"$f":"OFFSET(LoadCurve!$D$1,IF($CA$1,BX11,366-BX11),BY11)","v":951},{"$f":"IF(BZ11=SUMIF(LoadCurve!$AQ$51:$AQ$90,CB10,LoadCurve!$BK$51:$BK$90),CB10+1,CB10)","v":1},1409.2,{"$f":"SUMIF(LoadCurve!$AQ$51:$AQ$90,CB11,LoadCurve!$BJ$51:$BJ$90)","v":1475}]
[11,"2009-01-11",7,"Sunday",1029,1011,966,994,1008,1016,936,941,912,907,897,901,918,932,951,943,975,991,1218,1242,1229,1214,1121,1046,24298,{"$f":"W14","v":1304},"s1","d1","s1d1",null,null,"Days","Duration","Duration(N)","Energy (GWh)","Energy share","Share (N)",null,null,null,null,0,{"$f":"AT12+1","v":1},{"$f":"AU12+1","v":2},3,4,5,6,7,8,9,10,11,12,13,14,15,16,17,18,19,20,21,22,23,null,null,null,null,null,null,1,10,10,{"$f":"OFFSET(LoadCurve!$D$1,IF($CA$1,BX12,366-BX12),BY12)","v":972},{"$f":"IF(BZ12=SUMIF(LoadCurve!$AQ$51:$AQ$90,CB11,LoadCurve!$BK$51:$BK$90),CB11+1,CB11)","v":1},1407.4,{"$f":"SUMIF(LoadCurve!$AQ$51:$AQ$90,CB12,LoadCurve!$BJ$51:$BJ$90)","v":1475}]
[12,"2009-01-12",1,"Monday",1018,979,965,979,979,1050,957,1019,1106,1125,1142,1066,1112,1130,1144,1117,1111,1128,1294,1310,1308,1252,1178,1081,26550,{"$f":"AD12*(1-$AH$1)+W13*$AH$1","v":1303.0000000000002},"s1","d1","s1d1",null,null,{"$f":"COUNTIF($AG$2:$AG$366,$AR13)","v":126},{"$f":"AJ13/AJ$19","v":0.34520547945205482},{"$f":"AJ13/(AJ13+AJ14)","v":1},{"$f":"SUMIF($AG$2:$AG$366,AR13,$AC$2:$AC$366)/1000","v":3286.9733000000001},{"$f":"AM13/$AM$19","v":0.34676738538791185},{"$f":"AM13/(AM13+AM14)","v":1},"s1","d1",{"$f":"AP13&AQ13","v":"s1d1"},"Pre-winter weekday",{"$f":"SUMIF($AG$2:$AG$367,$AP13&$AQ13,E$2:E$367)/1000","v":133.55500000000001},131.20620000000002,128.52799999999999,127.56619999999999,129.35400000000001,132.82300000000001,124.417,127.51900000000001,131.8125,132.94,132.62470000000002,133.5333,133.77099999999999,135.05950000000001,136.50210000000001,136.83410000000001,{"$f":"SUMIF($AG$2:$AG$367,$AP13&$AQ13,U$2:U$367)/1000","v":135.511},135.9331,154.85479999999998,157.67490000000004,157.16790000000003,153.97720000000001,145.23489999999998,138.57389999999998,null,null,null,null,null,null,1,11,11,{"$f":"OFFSET(LoadCurve!$D$1,IF($CA$1,BX13,366-BX13),BY13)","v":975},{"$f":"IF(BZ13=SUMIF(LoadCurve!$AQ$51:$AQ$90,CB12,LoadCurve!$BK$51:$BK$90),CB12+1,CB12)","v":1},1407,{"$f":"SUMIF(LoadCurve!$AQ$51:$AQ$90,CB13,LoadCurve!$BJ$51:$BJ$90)","v":1475}]
[13,"2009-01-13",2,"Tuesday",1089,1071,1029,1027,1066,1092,1045,1042,1092,1045,1080,1102,1085,943,1068,1090,1055,1085,1304,1315,1308,1283,1215,1129,26660,1303.1000000000004,"s1","d1","s1d1",null,null,0,0,{"$f":"1-AL13","v":0},0,0,{"$f":"1-AO13","v":0},"s1","d2","s1d2","pre-winter weekend",0,0,0,0,0,0,0,0,0,0,0,0,0,0,0,0,0,0,0,0,0,0,0,0,null,null,null,null,null,null,1,12,12,{"$f":"OFFSET(LoadCurve!$D$1,IF($CA$1,BX14,366-BX14),BY14)","v":1016},{"$f":"IF(BZ14=SUMIF(LoadCurve!$AQ$51:$AQ$90,CB13,LoadCurve!$BK$51:$BK$90),CB13+1,CB13)","v":1},1405,{"$f":"SUMIF(LoadCurve!$AQ$51:$AQ$90,CB14,LoadCurve!$BJ$51:$BJ$90)","v":1475}]
[14,"2009-01-14",3,"Wednesday",1093,1055,1068,1032,1049,1083,1051,1056,1112,1136,1111,1053,1085,1135,1130,1151,1171,1142,1302,1309,1316,1284,1228,1135,27287,1302.9900000000005,"s1","d1","s1d1",null,null,122,0.33424657534246577,{"$f":"AJ15/(AJ15+AJ16)","v":1},3025.0528999999992,0.31913544438986469,{"$f":"AM15/(AM15+AM16)","v":1},"s2","d1","s2d1","winter weekday",120.56,117.952,116.379,116.01600000000001,118.514,120.452,116.416,119.625,123.05800000000001,123.38639999999999,122.3972,122.1446,120.3432,122.67100000000001,123.85190000000001,125.6769,125.089,125.6129,147.10890000000001,150.0119,147.46230000000003,141.58890000000002,132.76779999999999,125.968,null,null,null,null,null,null,1,13,13,{"$f":"OFFSET(LoadCurve!$D$1,IF($CA$1,BX15,366-BX15),BY15)","v":1021},{"$f":"IF(BZ15=SUMIF(LoadCurve!$AQ$51:$AQ$90,CB14,LoadCurve!$BK$51:$BK$90),CB14+1,CB14)","v":1},1404.7,{"$f":"SUMIF(LoadCurve!$AQ$51:$AQ$90,CB15,LoadCurve!$BJ$51:$BJ$90)","v":1475}]
[15,"2009-01-15",4,"Thursday",1096,1045,1032,1050,1048,1104,1058,1100,1110,1013,1021,1028,1040,1075,1091,1125,1095,1132,1306,1327,1327,1292,1200,1152,26867,1303.2910000000004,"s1","d1","s1d1",null,null,0,0,{"$f":"1-AL15","v":0},0,0,{"$f":"1-AO15","v":0},"s2","d2","s2d2","winter weekend",0,0,0,0,0,0,0,0,0,0,0,0,0,0,0,0,0,0,0,0,0,0,0,0,null,null,null,null,null,null,1,14,14,{"$f":"OFFSET(LoadCurve!$D$1,IF($CA$1,BX16,366-BX16),BY16)","v":1004},{"$f":"IF(BZ16=SUMIF(LoadCurve!$AQ$51:$AQ$90,CB15,LoadCurve!$BK$51:$BK$90),CB15+1,CB15)","v":1},1404.1,{"$f":"SUMIF(LoadCurve!$AQ$51:$AQ$90,CB16,LoadCurve!$BJ$51:$BJ$90)","v":1475}]
[16,"2009-01-16",5,"Friday",1075,1042,1021,1037,1059,1142,1056,1111,1109,1131,1147,1143,1135,1156,1159,1174,1099,1150,1323,1332,1307,1278,1213,1156,27555,1305.2619000000004,"s1","d1","s1d1",null,null,117,0.32054794520547947,{"$f":"AJ17/(AJ17+AJ18)","v":1},3166.8735999999994,0.33409717022222346,{"$f":"AM17/(AM17+AM18)","v":1},"s3","d1","s3d1","post-winter weekday",126.88750000000002,124.4785,122.74849999999998,122.36009999999999,125.4136,127.044,119.91380000000001,122.7688,126.8685,127.9789,128.12040000000002,127.97900000000001,127.86280000000001,128.57499999999999,129.93540000000002,130.66590000000002,129.72210000000001,138.10410000000002,153.37700000000001,154.73050000000001,152.87059999999997,148.0401,139.03749999999999,131.39099999999999,null,null,null,null,null,null,1,15,15,{"$f":"OFFSET(LoadCurve!$D$1,IF($CA$1,BX17,366-BX17),BY17)","v":992},{"$f":"IF(BZ17=SUMIF(LoadCurve!$AQ$51:$AQ$90,CB16,LoadCurve!$BK$51:$BK$90),CB16+1,CB16)","v":1},1403.5,{"$f":"SUMIF(LoadCurve!$AQ$51:$AQ$90,CB17,LoadCurve!$BJ$51:$BJ$90)","v":1475}]
[17,"2009-01-17",6,"Saturday",1117,1084,1053,1055,1070,1175,1036,995,1032,1060,1060,1044,1050,1049,1072,1069,1070,1102,1297,1321,1321,1284,1198,1175,26789,1304.4357100000004,"s1","d1","s1d1",null,null,0,0,{"$f":"1-AL17","v":0},0,0,{"$f":"1-AO17","v":0},"s3","d2","s3d2","post-winter weekend",0,0,0,0,0,0,0,0,0,0,0,0,0,0,0,0,0,0,0,0,0,0,0,0,null,null,null,null,null,null,1,16,16,{"$f":"OFFSET(LoadCurve!$D$1,IF($CA$1,BX18,366-BX18),BY18)","v":980},{"$f":"IF(BZ18=SUMIF(LoadCurve!$AQ$51:$AQ$90,CB17,LoadCurve!$BK$51:$BK$90),CB17+1,CB17)","v":1},1403.3,{"$f":"SUMIF(LoadCurve!$AQ$51:$AQ$90,CB18,LoadCurve!$BJ$51:$BJ$90)","v":1475}]
[18,"2009-01-18",7,"Sunday",1103,1072,1066,1042,1065,1085,981,979,963,932,919,953,957,985,992,993,991,1046,1214,1246,1239,1209,1125,1061,25218,1295.3921390000005,"s1","d1","s1d1",null,"Total",{"$f":"SUM(AJ13:AJ18)","v":365},{"$f":"SUM(AK13:AK18)","v":1},null,{"$f":"SUM(AM13:AM18)","v":9478.8997999999992},{"$f":"SUM(AN13:AN18)","v":1},null,null,null,null,null,null,null,null,null,null,null,null,null,null,null,null,null,null,null,null,null,null,null,null,null,null,null,null,null,null,null,null,null,null,null,1,17,17,{"$f":"OFFSET(LoadCurve!$D$1,IF($CA$1,BX19,366-BX19),BY19)","v":965},{"$f":"IF(BZ19=SUMIF(LoadCurve!$AQ$51:$AQ$90,CB18,LoadCurve!$BK$51:$BK$90),CB18+1,CB18)","v":1},1403,{"$f":"SUMIF(LoadCurve!$AQ$51:$AQ$90,CB19,LoadCurve!$BJ$51:$BJ$90)","v":1475}]
[19,"2009-01-19",1,"Monday",1001,977,959,962,1025,1110,1001,1013,1053,1068,1065,1065,1055,1056,1124,1085,1070,1053,1257,1228,1228,1206,1105,1088,25854,1291.5529251000005,"s1","d1","s1d1",null,null,null,null,null,null,null,null,null,null,null,null,null,null,null,null,null,null,null,null,null,null,null,null,null,null,null,null,null,null,null,null,null,null,null,null,null,null,null,null,null,null,1,18,18,{"$f":"OFFSET(LoadCurve!$D$1,IF($CA$1,BX20,366-BX20),BY20)","v":1056},{"$f":"IF(BZ20=SUMIF(LoadCurve!$AQ$51:$AQ$90,CB19,LoadCurve!$BK$51:$BK$90),CB19+1,CB19)","v":1},1402.2,{"$f":"SUMIF(LoadCurve!$AQ$51:$AQ$90,CB20,LoadCurve!$BJ$51:$BJ$90)","v":1475}]
[20,"2009-01-20",2,"Tuesday",1018,1009,1008,1009,1030,1140,992,990,1120,1009,1010,1028,970,1004,1038,1062,1062,1094,1260,1171,1230,1143,1074,1008,25479,1288.3976325900005,"s1","d1","s1d1",null,null,null,null,null,null,null,null,null,"max blocks","Characterization",null,0,{"$f":"AT21+1","v":1},{"$f":"AU21+1","v":2},3,4,5,6,7,8,9,10,11,12,13,14,15,16,17,18,19,20,21,22,23,null,null,null,null,null,null,1,19,19,{"$f":"OFFSET(LoadCurve!$D$1,IF($CA$1,BX21,366-BX21),BY21)","v":1225},{"$f":"IF(BZ21=SUMIF(LoadCurve!$AQ$51:$AQ$90,CB20,LoadCurve!$BK$51:$BK$90),CB20+1,CB20)","v":1},1400.7,{"$f":"SUMIF(LoadCurve!$AQ$51:$AQ$90,CB21,LoadCurve!$BJ$51:$BJ$90)","v":1475}]
[21,"2009-01-21",3,"Wednesday",1005,969,942,942,972,1040,960,902,977,991,1010,868,1014,1020,1038,1060,1031,1025,1224,1260,1253,1180,1080,982,24745,1281.9578693310007,"s1","d1","s1d1",null,null,null,null,null,null,null,null,1,{"$f":"MAX(AT22:BQ22)","v":3},{"$f":"AR13","v":"s1d1"},{"$f":"AP22","v":1},1,1,1,1,1,1,2,2,2,2,2,2,2,2,2,2,2,2,3,3,3,3,3,1,null,null,null,null,null,null,1,20,20,{"$f":"OFFSET(LoadCurve!$D$1,IF($CA$1,BX22,366-BX22),BY22)","v":1270},{"$f":"IF(BZ22=SUMIF(LoadCurve!$AQ$51:$AQ$90,CB21,LoadCurve!$BK$51:$BK$90),CB21+1,CB21)","v":1},1400,{"$f":"SUMIF(LoadCurve!$AQ$51:$AQ$90,CB22,LoadCurve!$BJ$51:$BJ$90)","v":1475}]
[22,"2009-01-22",4,"Thursday",979,891,956,941,994,1067,1002,938,984,970,874,983,989,990,1024,1054,1039,1068,1242,1265,1257,1206,1082,1010,24805,1277.9620823979008,"s1","d1","s1d1",null,null,null,null,null,null,null,null,{"$f":"AP22+1","v":2},3,"s1d2",2,1,1,1,1,1,1,2,2,2,2,2,2,2,2,2,2,2,2,3,3,3,3,3,1,null,null,null,null,null,null,1,21,21,{"$f":"OFFSET(LoadCurve!$D$1,IF($CA$1,BX23,366-BX23),BY23)","v":1251},{"$f":"IF(BZ23=SUMIF(LoadCurve!$AQ$51:$AQ$90,CB22,LoadCurve!$BK$51:$BK$90),CB22+1,CB22)","v":1},1399,{"$f":"SUMIF(LoadCurve!$AQ$51:$AQ$90,CB23,LoadCurve!$BJ$51:$BJ$90)","v":1475}]
[23,"2009-01-23",5,"Friday",982,967,990,951,988,1062,996,957,897,958,951,958,966,983,998,1018,1112,1044.4000000000001,1224.9000000000001,1243,1236,1143,1074,1012,24711.300000000003,1272.6558741581107,"s1","d1","s1d1",null,null,null,null,null,null,null,null,{"$f":"AP23+1","v":3},3,"s2d1",3,1,1,1,1,1,1,2,2,2,2,2,2,2,2,2,2,2,2,3,3,3,3,3,1,null,null,null,null,null,null,1,22,22,{"$f":"OFFSET(LoadCurve!$D$1,IF($CA$1,BX24,366-BX24),BY24)","v":1226},{"$f":"IF(BZ24=SUMIF(LoadCurve!$AQ$51:$AQ$90,CB23,LoadCurve!$BK$51:$BK$90),CB23+1,CB23)","v":1},1398,{"$f":"SUMIF(LoadCurve!$AQ$51:$AQ$90,CB24,LoadCurve!$BJ$51:$BJ$90)","v":1475}]
[24,"2009-01-24",6,"Saturday",1028,946.2,916,921.2,933,978,920,938,889,863,884,876,891,900,903,908,931,968,118,1195,1189,1120,1051,994,22260.400000000001,1157.1902867422996,"s1","d1","s1d1",null,null,null,null,null,null,null,null,{"$f":"AP24+1","v":4},3,"s2d2",4,1,1,1,1,1,1,2,2,2,2,2,2,2,2,2,2,2,2,3,3,3,3,3,1,null,null,null,null,null,null,1,23,23,{"$f":"OFFSET(LoadCurve!$D$1,IF($CA$1,BX25,366-BX25),BY25)","v":1176},{"$f":"IF(BZ25=SUMIF(LoadCurve!$AQ$51:$AQ$90,CB24,LoadCurve!$BK$51:$BK$90),CB24+1,CB24)","v":1},1398,{"$f":"SUMIF(LoadCurve!$AQ$51:$AQ$90,CB25,LoadCurve!$BJ$51:$BJ$90)","v":1475}]
[25,"2009-01-25",7,"Sunday",941,917,873,862,920,939,906,901,861,830,810,808,826,827,854,895,912,987,1219,1206,1212,1158,1066,988,22718,1163.3712580680697,"s1","d1","s1d1",null,null,null,null,null,null,null,null,{"$f":"AP25+1","v":5},4,"s3d1",5,1,1,1,1,1,1,2,2,2,2,2,2,2,2,2,2,2,2,3,4,3,3,3,1,null,null,null,null,null,null,1,24,24,{"$f":"OFFSET(LoadCurve!$D$1,IF($CA$1,BX26,366-BX26),BY26)","v":1101},{"$f":"IF(BZ26=SUMIF(LoadCurve!$AQ$51:$AQ$90,CB25,LoadCurve!$BK$51:$BK$90),CB25+1,CB25)","v":1},1397.8,{"$f":"SUMIF(LoadCurve!$AQ$51:$AQ$90,CB26,LoadCurve!$BJ$51:$BJ$90)","v":1475}]
[26,"2009-01-26",1,"Monday",941,900,878,888,935,1060,982,969,1011,989,1035,1012,1029,1045,1084,1067,1093,1080,1264,1297,1298,1238,1111,1071,25277,1173.4341322612629,"s1","d1","s1d1",null,null,null,null,null,null,null,null,{"$f":"AP26+1","v":6},4,"s3d2",6,1,1,1,1,1,1,2,2,2,2,2,2,2,2,2,2,2,2,3,4,3,3,3,1,null,null,null,null,null,null,2,{"$f":"BY3","v":1},25,{"$f":"OFFSET(LoadCurve!$D$1,IF($CA$1,BX27,366-BX27),BY27)","v":1075},{"$f":"IF(BZ27=SUMIF(LoadCurve!$AQ$51:$AQ$90,CB26,LoadCurve!$BK$51:$BK$90),CB26+1,CB26)","v":1},1397.3,{"$f":"SUMIF(LoadCurve!$AQ$51:$AQ$90,CB27,LoadCurve!$BJ$51:$BJ$90)","v":1475}]
[27,"2009-01-27",2,"Tuesday",1054,1043,1005,1014,1045,1121,1065,1008,1051,1059,1068,1035,1055,1064,1078,1104,1078,1075,1258,1287,1286,1243,1164,1025,26285,1181.8907190351365,"s1","d1","s1d1",null,null,null,null,null,null,null,null,"Total blcks",{"$f":"AQ26+AQ24+AQ22","v":10},null,null,null,null,null,null,null,null,null,null,null,null,null,null,null,null,null,null,null,null,null,null,null,null,null,null,null,null,null,null,null,null,2,2,26,{"$f":"OFFSET(LoadCurve!$D$1,IF($CA$1,BX28,366-BX28),BY28)","v":1040},{"$f":"IF(BZ28=SUMIF(LoadCurve!$AQ$51:$AQ$90,CB27,LoadCurve!$BK$51:$BK$90),CB27+1,CB27)","v":1},1395,{"$f":"SUMIF(LoadCurve!$AQ$51:$AQ$90,CB28,LoadCurve!$BJ$51:$BJ$90)","v":1475}]
[28,"2009-01-28",3,"Wednesday",1082,1029,1019,1016,1045,1103,1042,1033,1072,1103,1117,1130,1131,1118,1131,1133,1147,1118,1272,1302,1301,1270,1180,1119,27013,1190.9016471316229,"s1","d1","s1d1",null,null,null,null,null,null,null,null,null,null,null,null,null,null,null,null,null,null,null,null,null,null,null,null,null,null,null,null,null,null,null,null,null,null,null,null,null,null,null,null,null,null,2,3,27,{"$f":"OFFSET(LoadCurve!$D$1,IF($CA$1,BX29,366-BX29),BY29)","v":1006},{"$f":"IF(BZ29=SUMIF(LoadCurve!$AQ$51:$AQ$90,CB28,LoadCurve!$BK$51:$BK$90),CB28+1,CB28)","v":1},1394.2,{"$f":"SUMIF(LoadCurve!$AQ$51:$AQ$90,CB29,LoadCurve!$BJ$51:$BJ$90)","v":1475}]
[29,"2009-01-29",4,"Thursday",1073,1060,1081,1062,1058,1122,1034,1009,1077,1085,1092,1081,1077,1090,1052,1054,1034,1081,1249,1288,1301,1272,1178,1110,26620,1196.7114824184607,"s1","d1","s1d1",null,null,null,null,null,null,null,null,"select day",1,{"$f":"VLOOKUP(AQ30,$AP$22:$AR$27,3,FALSE)","v":"s1d1"},"avg pwr",{"$f":"SUMIF($AR$13:$AR$18,$AR30,AT$13:AT$18)/SUMIF($AR$13:$AR$18,$AR30,$AK$13:$AK$18)/8.76*24","v":1059.9603174603176},{"$f":"SUMIF($AR$13:$AR$18,$AR30,AU$13:AU$18)/SUMIF($AR$13:$AR$18,$AR30,$AK$13:$AK$18)/8.76*24","v":1041.3190476190478},1020.063492063492,1012.4301587301587,1026.6190476190477,1054.1507936507937,987.43650793650795,1012.0555555555555,1046.1309523809523,1055.0793650793651,1052.5769841269844,1059.7880952380951,1061.6746031746029,1071.9007936507937,1083.3499999999999,1085.9849206349206,1075.4841269841268,1078.8341269841269,1229.0063492063491,1251.3880952380955,1247.3642857142859,1222.0412698412699,1152.6579365079363,1099.792857142857,null,null,null,null,null,null,2,4,28,{"$f":"OFFSET(LoadCurve!$D$1,IF($CA$1,BX30,366-BX30),BY30)","v":998},{"$f":"IF(BZ30=SUMIF(LoadCurve!$AQ$51:$AQ$90,CB29,LoadCurve!$BK$51:$BK$90),CB29+1,CB29)","v":1},1393.8,{"$f":"SUMIF(LoadCurve!$AQ$51:$AQ$90,CB30,LoadCurve!$BJ$51:$BJ$90)","v":1475}]
[30,"2009-01-30",5,"Friday",1063,1058,1048,1016,1051,1103,1030,1028,1062,1118,1080,1055,1047,1077,1090,1098,1092,1084,1260,1242,1205,1182,1097,1030,26216,1203.0403341766146,"s1","d1","s1d1",null,null,null,null,null,null,null,null,null,null,{"$f":"VLOOKUP(AR30,AR13:AS18,2,FALSE)","v":"Pre-winter weekday"},"day with peak",{"$f":"OFFSET($E$1,$AP$5,AT$12)","v":1196},{"$f":"OFFSET($E$1,$AP$5,AU$12)","v":1184},1164,1161,1196,1244,1142,1201,1224,1256,1257.0999999999999,1262.0999999999999,1242.9000000000001,1276.5999999999999,1242.3,1251.8,1265.4000000000001,1303.5999999999999,1475,1474,1424,1411,1307,1240,null,null,null,null,null,null,2,5,29,{"$f":"OFFSET(LoadCurve!$D$1,IF($CA$1,BX31,366-BX31),BY31)","v":1011},{"$f":"IF(BZ31=SUMIF(LoadCurve!$AQ$51:$AQ$90,CB30,LoadCurve!$BK$51:$BK$90),CB30+1,CB30)","v":1},1393.2,{"$f":"SUMIF(LoadCurve!$AQ$51:$AQ$90,CB31,LoadCurve!$BJ$51:$BJ$90)","v":1475}]
[31,"2009-01-31",6,"Saturday",1032,989,995,986,969,1009,925,939,926,875,885,898,943,989,998,980,880,953,1148,1221,1195,1167,1118,1051,24071,1197.5363007589531,"s1","d1","s1d1",null,null,null,null,null,null,null,null,null,null,null,"blck avg w/o corr",{"$f":"SUMIF($AR$51:$AR$90,$AR30&\"b\"&SUMIF($AR$22:$AR$27,$AR30,AT$22:AT$27),$BB$51:$BB$90)","v":1044.9051020408162},1044.9051020408162,1044.9051020408162,1044.9051020408162,1044.9051020408162,1044.9051020408162,1055.8580026455027,1055.8580026455027,1055.8580026455027,1055.8580026455027,1055.8580026455027,1055.8580026455027,1055.8580026455027,1055.8580026455027,1055.8580026455027,1055.8580026455027,1055.8580026455027,1055.8580026455027,1220.4915873015875,1220.4915873015875,1220.4915873015875,1220.4915873015875,1220.4915873015875,1044.9051020408162,null,null,null,null,null,null,2,6,30,{"$f":"OFFSET(LoadCurve!$D$1,IF($CA$1,BX32,366-BX32),BY32)","v":1022},{"$f":"IF(BZ32=SUMIF(LoadCurve!$AQ$51:$AQ$90,CB31,LoadCurve!$BK$51:$BK$90),CB31+1,CB31)","v":1},1391.3,{"$f":"SUMIF(LoadCurve!$AQ$51:$AQ$90,CB32,LoadCurve!$BJ$51:$BJ$90)","v":1475}]
[32,"2009-02-01",7,"Sunday",912,873,861,864,982,983,921,910,917,934,938,944,966,977,953,956,958,969,1220,1223,1251,1201,1131,1072,23916,1199.7826706830579,"s1","d1","s1d1",null,null,null,null,null,null,null,null,null,null,null,"blck avg w corr",{"$f":"SUMIF($AR$51:$AR$90,$AR30&\"b\"&SUMIF($AR$22:$AR$27,$AR30,AT$22:AT$27),$BH$51:$BH$90)","v":1042.9053733257481},1042.9053733257481,1042.9053733257481,1042.9053733257481,1042.9053733257481,1042.9053733257481,1053.8373123810941,1053.8373123810941,1053.8373123810941,1053.8373123810941,1053.8373123810941,1053.8373123810941,1053.8373123810941,1053.8373123810941,1053.8373123810941,1053.8373123810941,1053.8373123810941,1053.8373123810941,1218.155822963889,1218.155822963889,1218.155822963889,1218.155822963889,1218.155822963889,1042.9053733257481,null,null,null,null,null,null,2,7,31,{"$f":"OFFSET(LoadCurve!$D$1,IF($CA$1,BX33,366-BX33),BY33)","v":999},{"$f":"IF(BZ33=SUMIF(LoadCurve!$AQ$51:$AQ$90,CB32,LoadCurve!$BK$51:$BK$90),CB32+1,CB32)","v":1},1391,{"$f":"SUMIF(LoadCurve!$AQ$51:$AQ$90,CB33,LoadCurve!$BJ$51:$BJ$90)","v":1475}]
[33,"2009-02-02",1,"Monday",1032,989,995,986,969,1009,925,939,926,875,885,898,943,989,998,980,880,953,1148,1221,1195,1167,1118,1051,24071,1194.6044036147521,"s1","d1","s1d1",null,null,null,null,null,null,null,null,null,null,null,null,null,null,null,null,null,null,null,null,null,null,null,null,null,null,null,null,null,null,null,null,null,null,null,null,null,null,null,null,null,null,2,8,32,{"$f":"OFFSET(LoadCurve!$D$1,IF($CA$1,BX34,366-BX34),BY34)","v":1061},{"$f":"IF(BZ34=SUMIF(LoadCurve!$AQ$51:$AQ$90,CB33,LoadCurve!$BK$51:$BK$90),CB33+1,CB33)","v":1},1390,{"$f":"SUMIF(LoadCurve!$AQ$51:$AQ$90,CB34,LoadCurve!$BJ$51:$BJ$90)","v":1475}]
[34,"2009-02-03",2,"Tuesday",1035,1038,1004,999,1029,1077,1018,1030,1078,1063,1081,1072,1075,1089,1093,1111,1093,1087,1257,1296,1277,1241,1166,1105,26414,1200.843963253277,"s1","d1","s1d1",null,null,null,null,null,null,null,null,null,null,null,null,null,null,null,null,null,null,null,null,null,null,null,null,null,null,null,null,null,null,null,null,null,null,null,null,null,null,null,null,null,null,2,9,33,{"$f":"OFFSET(LoadCurve!$D$1,IF($CA$1,BX35,366-BX35),BY35)","v":1093},{"$f":"IF(BZ35=SUMIF(LoadCurve!$AQ$51:$AQ$90,CB34,LoadCurve!$BK$51:$BK$90),CB34+1,CB34)","v":1},1390,{"$f":"SUMIF(LoadCurve!$AQ$51:$AQ$90,CB35,LoadCurve!$BJ$51:$BJ$90)","v":1475}]
[35,"2009-02-04",3,"Wednesday",1111,1097,1004,1032,1046,1100,1012,1038,1065,1097,1121,1114,1138,1118,1133,1110,1155,1101,1282,1277,1272,1198,1156,1093,26870,1208.9595669279495,"s1","d1","s1d1",null,null,null,null,null,null,null,null,null,null,null,null,null,null,null,null,null,null,null,null,null,null,null,null,null,null,null,null,null,null,null,null,null,null,null,null,null,null,null,null,null,null,2,10,34,{"$f":"OFFSET(LoadCurve!$D$1,IF($CA$1,BX36,366-BX36),BY36)","v":1136},{"$f":"IF(BZ36=SUMIF(LoadCurve!$AQ$51:$AQ$90,CB35,LoadCurve!$BK$51:$BK$90),CB35+1,CB35)","v":1},1389,{"$f":"SUMIF(LoadCurve!$AQ$51:$AQ$90,CB36,LoadCurve!$BJ$51:$BJ$90)","v":1475}]
[36,"2009-02-05",4,"Thursday",1050,1058,1020,1030,1043,1080,994,994,1090,1101,1152,1151.0999999999999,1128.9000000000001,1139,1129,1137,1099,1080,1254,763,1009,1164,1150,1094,25910,1213.4636102351546,"s1","d1","s1d1",null,null,null,null,null,null,null,null,null,null,null,null,null,null,null,null,null,null,null,null,null,null,null,null,null,null,null,null,null,null,null,null,null,null,null,null,null,null,null,null,null,null,2,11,35,{"$f":"OFFSET(LoadCurve!$D$1,IF($CA$1,BX37,366-BX37),BY37)","v":1155},{"$f":"IF(BZ37=SUMIF(LoadCurve!$AQ$51:$AQ$90,CB36,LoadCurve!$BK$51:$BK$90),CB36+1,CB36)","v":1},1389,{"$f":"SUMIF(LoadCurve!$AQ$51:$AQ$90,CB37,LoadCurve!$BJ$51:$BJ$90)","v":1475}]
[37,"2009-02-06",5,"Friday",1071,1033,1045,1050,1045,935,838,880,925,939,962,1016,1160,1124,1164,1129,1100,1115,1295,1322,1312,1266,1210,1158,26094,1221.6172492116393,"s1","d1","s1d1",null,null,null,null,null,null,null,null,null,null,null,null,null,null,null,null,null,null,null,null,null,null,null,null,null,null,null,null,null,null,null,null,null,null,null,null,null,null,null,null,null,null,2,12,36,{"$f":"OFFSET(LoadCurve!$D$1,IF($CA$1,BX38,366-BX38),BY38)","v":1157},{"$f":"IF(BZ38=SUMIF(LoadCurve!$AQ$51:$AQ$90,CB37,LoadCurve!$BK$51:$BK$90),CB37+1,CB37)","v":1},1388.4,{"$f":"SUMIF(LoadCurve!$AQ$51:$AQ$90,CB38,LoadCurve!$BJ$51:$BJ$90)","v":1475}]
[38,"2009-02-07",6,"Saturday",1112,1086,1054,1063,1084,1070,995,983,989,1066,1087,1091,1048,1039,1040,919,1023,1050,1261.3,1276.3,1278.8,1260.9000000000001,1200.3,1145,26221.599999999999,1225.5855242904754,"s1","d1","s1d1",null,null,null,null,null,null,null,null,null,null,null,null,null,null,null,null,null,null,null,null,null,null,null,null,null,null,null,null,null,null,null,null,null,null,null,null,null,null,null,null,null,null,2,13,37,{"$f":"OFFSET(LoadCurve!$D$1,IF($CA$1,BX39,366-BX39),BY39)","v":1128},{"$f":"IF(BZ39=SUMIF(LoadCurve!$AQ$51:$AQ$90,CB38,LoadCurve!$BK$51:$BK$90),CB38+1,CB38)","v":1},1387,{"$f":"SUMIF(LoadCurve!$AQ$51:$AQ$90,CB39,LoadCurve!$BJ$51:$BJ$90)","v":1475}]
[39,"2009-02-08",7,"Sunday",1087,1066,1066,1039,1040,1040,967,977,938,898,920,930,941,993,991,986,990,1015,1236.2,1257.0999999999999,1205,1161,1117,1062,24922.3,1226.646971861428,"s1","d1","s1d1",null,null,null,null,null,null,null,null,null,null,null,null,null,null,null,null,null,null,null,null,null,null,null,null,null,null,null,null,null,null,null,null,null,null,null,null,null,null,null,null,null,null,2,14,38,{"$f":"OFFSET(LoadCurve!$D$1,IF($CA$1,BX40,366-BX40),BY40)","v":1122},{"$f":"IF(BZ40=SUMIF(LoadCurve!$AQ$51:$AQ$90,CB39,LoadCurve!$BK$51:$BK$90),CB39+1,CB39)","v":1},1387,{"$f":"SUMIF(LoadCurve!$AQ$51:$AQ$90,CB40,LoadCurve!$BJ$51:$BJ$90)","v":1475}]
[40,"2009-02-09",1,"Monday",1025,979,957,934,960,1053,989,1009,1070,1094,1118,1142,1108,1125,1123,1156.0999999999999,1131,1084.9000000000001,1230.3,1286.2,1267.7,1243.5999999999999,1191.5999999999999,1120,26397.399999999998,1227.0122746752852,"s1","d1","s1d1",null,null,null,null,null,null,null,null,null,null,null,null,null,null,null,null,null,null,null,null,null,null,null,null,null,null,null,null,null,null,null,null,null,null,null,null,null,null,null,null,null,null,2,15,39,{"$f":"OFFSET(LoadCurve!$D$1,IF($CA$1,BX41,366-BX41),BY41)","v":1146},{"$f":"IF(BZ41=SUMIF(LoadCurve!$AQ$51:$AQ$90,CB40,LoadCurve!$BK$51:$BK$90),CB40+1,CB40)","v":1},1387,{"$f":"SUMIF(LoadCurve!$AQ$51:$AQ$90,CB41,LoadCurve!$BJ$51:$BJ$90)","v":1475}]
[41,"2009-02-10",2,"Tuesday",1091,1077,1066,1070,1076,1125,1045,1044,1110,1119,1133,1160,1165,1082,1043,1125,1110,1094.7,1228.7,1286.9000000000001,1291.7,1242,1221.0999999999999,1128,27134.100000000002,1227.1810472077568,"s1","d1","s1d1",null,null,null,null,null,null,null,null,null,null,null,null,null,null,null,null,null,null,null,null,null,null,null,null,null,null,null,null,null,null,null,null,null,null,null,null,null,null,null,null,null,null,2,16,40,{"$f":"OFFSET(LoadCurve!$D$1,IF($CA$1,BX42,366-BX42),BY42)","v":1137},{"$f":"IF(BZ42=SUMIF(LoadCurve!$AQ$51:$AQ$90,CB41,LoadCurve!$BK$51:$BK$90),CB41+1,CB41)","v":1},1386.9,{"$f":"SUMIF(LoadCurve!$AQ$51:$AQ$90,CB42,LoadCurve!$BJ$51:$BJ$90)","v":1475}]
[42,"2009-02-11",3,"Wednesday",1080,1060,1053,1045,1073,1119,1028,1048,1112,1115,1091,1149,1137,1107,1120,1102,1159,1159.7,1277.5,1272.0999999999999,1250.8,1228.0999999999999,1166,1109,27061.199999999997,1232.2129424869811,"s1","d1","s1d1",null,null,null,null,null,null,null,null,null,null,null,null,null,null,null,null,null,null,null,null,null,null,null,null,null,null,null,null,null,null,null,null,null,null,null,null,null,null,null,null,null,null,2,17,41,{"$f":"OFFSET(LoadCurve!$D$1,IF($CA$1,BX43,366-BX43),BY43)","v":1146},{"$f":"IF(BZ43=SUMIF(LoadCurve!$AQ$51:$AQ$90,CB42,LoadCurve!$BK$51:$BK$90),CB42+1,CB42)","v":1},1386,{"$f":"SUMIF(LoadCurve!$AQ$51:$AQ$90,CB43,LoadCurve!$BJ$51:$BJ$90)","v":1475}]
[43,"2009-02-12",4,"Thursday",1098,1043,1033,1040,1079,1118,1033,1044,1102,1137,1151,1148,1166,1094,1111,1166,1137,1032.4000000000001,1258.7,1185.0999999999999,1300.4000000000001,1279.2,1216,1148,27119.800000000003,1234.8616482382831,"s1","d1","s1d1",null,null,null,null,null,null,null,null,null,null,null,null,null,null,null,null,null,null,null,null,null,null,null,null,null,null,null,null,null,null,null,null,null,null,null,null,null,null,null,null,null,null,2,18,42,{"$f":"OFFSET(LoadCurve!$D$1,IF($CA$1,BX44,366-BX44),BY44)","v":1200},{"$f":"IF(BZ44=SUMIF(LoadCurve!$AQ$51:$AQ$90,CB43,LoadCurve!$BK$51:$BK$90),CB43+1,CB43)","v":1},1385.2,{"$f":"SUMIF(LoadCurve!$AQ$51:$AQ$90,CB44,LoadCurve!$BJ$51:$BJ$90)","v":1475}]
[44,"2009-02-13",5,"Friday",1088,1099,1070,1072,1073,1133,1046,1075,1133,1140,1143,1173,1137,1117,1117,1156,1134,1136,1314,1323,1324,1289,1218,1178,27688,1242.775483414455,"s1","d1","s1d1",null,null,null,null,null,null,null,null,null,null,null,null,null,null,null,null,null,null,null,null,null,null,null,null,null,null,null,null,null,null,null,null,null,null,null,null,null,null,null,null,null,null,2,19,43,{"$f":"OFFSET(LoadCurve!$D$1,IF($CA$1,BX45,366-BX45),BY45)","v":1287},{"$f":"IF(BZ45=SUMIF(LoadCurve!$AQ$51:$AQ$90,CB44,LoadCurve!$BK$51:$BK$90),CB44+1,CB44)","v":1},1385,{"$f":"SUMIF(LoadCurve!$AQ$51:$AQ$90,CB45,LoadCurve!$BJ$51:$BJ$90)","v":1475}]
[45,"2009-02-14",6,"Saturday",1145,1129,1117,1123,1082,1103,1002,1010,1030,1041,1046,1051,1070,1057,1062,1060,1036,1060,1217,1167,1101,933,896,840,25378,1240.1979350730096,"s1","d1","s1d1",null,null,null,null,null,null,null,null,null,null,null,null,null,null,null,null,null,null,null,null,null,null,null,null,null,null,null,null,null,null,null,null,null,null,null,null,null,null,null,null,null,null,2,20,44,{"$f":"OFFSET(LoadCurve!$D$1,IF($CA$1,BX46,366-BX46),BY46)","v":1304},{"$f":"IF(BZ46=SUMIF(LoadCurve!$AQ$51:$AQ$90,CB45,LoadCurve!$BK$51:$BK$90),CB45+1,CB45)","v":1},1383.4,{"$f":"SUMIF(LoadCurve!$AQ$51:$AQ$90,CB46,LoadCurve!$BJ$51:$BJ$90)","v":1475}]
[46,"2009-02-15",7,"Sunday",868,854,843,829,825,857,779,857,866,782,781,794,757,869,859,885,926,976,1154,1179,1161,1145,1105,1004,21955,1231.5781415657088,"s1","d1","s1d1",null,null,null,null,null,null,null,null,null,null,null,null,null,null,null,null,null,null,null,null,null,null,null,null,null,null,null,null,null,null,null,null,null,null,null,null,null,null,null,null,null,null,2,21,45,{"$f":"OFFSET(LoadCurve!$D$1,IF($CA$1,BX47,366-BX47),BY47)","v":1306},{"$f":"IF(BZ47=SUMIF(LoadCurve!$AQ$51:$AQ$90,CB46,LoadCurve!$BK$51:$BK$90),CB46+1,CB46)","v":1},1383,{"$f":"SUMIF(LoadCurve!$AQ$51:$AQ$90,CB47,LoadCurve!$BJ$51:$BJ$90)","v":1475}]
[47,"2009-02-16",1,"Monday",995,958,954,948,968,1041,988,1001,1059,1081,1103,1081,1073,1098,1072,1074,1067,1057,1234,1224,1233,1180,1094,1049,25632,1231.8203274091381,"s1","d1","s1d1",null,null,null,null,null,null,null,null,null,null,null,null,null,null,null,null,null,null,null,null,null,null,null,null,null,null,null,null,null,null,null,null,null,null,null,null,null,null,null,null,null,null,2,22,46,{"$f":"OFFSET(LoadCurve!$D$1,IF($CA$1,BX48,366-BX48),BY48)","v":1268},{"$f":"IF(BZ48=SUMIF(LoadCurve!$AQ$51:$AQ$90,CB47,LoadCurve!$BK$51:$BK$90),CB47+1,CB47)","v":1},1382.2,{"$f":"SUMIF(LoadCurve!$AQ$51:$AQ$90,CB48,LoadCurve!$BJ$51:$BJ$90)","v":1475}]
[48,"2009-02-17",2,"Tuesday",1012,988,971,974,1011,1069,994,997,1075,1100,633,812,925,973,1060,1036,1046,1032,1177,1217,1240,1226,1130,1066,24764,1226.3382946682243,"s1","d1","s1d1",null,null,null,null,null,null,null,null,null,null,null,"week","season","day","block","Peak","Duration","Duration (%)","Duration (N)","Energy","Avg Pwr","Engy sh w p","Engy err","Engy w Cor","share w corr","share (N)","Pwr w Cor","Rank","Ordered Pwr","Cum duration",null,null,null,null,null,null,null,null,null,null,null,null,2,23,47,{"$f":"OFFSET(LoadCurve!$D$1,IF($CA$1,BX49,366-BX49),BY49)","v":1225},{"$f":"IF(BZ49=SUMIF(LoadCurve!$AQ$51:$AQ$90,CB48,LoadCurve!$BK$51:$BK$90),CB48+1,CB48)","v":1},1382,{"$f":"SUMIF(LoadCurve!$AQ$51:$AQ$90,CB49,LoadCurve!$BJ$51:$BJ$90)","v":1475}]
[49,"2009-02-18",3,"Wednesday",1048,1030,1017,1028,1025,1084,976,993,1024,1064,1053,1027,1043,1069,1046,1078,1001,1074,1212,1278,1262,1227,1178,1077,25914,1224.904465201402,"s1","d1","s1d1",null,null,null,null,null,null,null,null,null,null,null,null,null,null,null,null,"hrs","%",null,"GWh","MW","%",null,"GWh","%",null,"MW",null,"MW",null,null,null,null,null,null,null,null,null,null,null,null,null,2,24,48,{"$f":"OFFSET(LoadCurve!$D$1,IF($CA$1,BX50,366-BX50),BY50)","v":1156},{"$f":"IF(BZ50=SUMIF(LoadCurve!$AQ$51:$AQ$90,CB49,LoadCurve!$BK$51:$BK$90),CB49+1,CB49)","v":1},1382,{"$f":"SUMIF(LoadCurve!$AQ$51:$AQ$90,CB50,LoadCurve!$BJ$51:$BJ$90)","v":1475}]
[50,"2009-02-19",4,"Thursday",1063,1072,1038,1034,1029,1100,1019,1018,1102,1096,1002,1113,1077,1058,1087,1084,1073,1087,1282,1286,1274,1260,1178,1120,26552,1230.6140186812618,"s1","d1","s1d1",null,null,null,null,null,null,null,null,null,1,{"$f":"IF(AQ51>$AQ$28,\"\",\"s\"&AT51&\"d\"&AU51&\"b\"&AV51)","v":"s1d1b1"},{"$f":"SUMIF($AR$22:$AR$27,LEFT(AR51,4),$AP$22:$AP$27)","v":1},1,1,1,null,{"$f":"IF(AQ51>$AQ$28,\"\",COUNTIF(OFFSET($AS$21,$AS51,1,1,24),AV51))","v":7},{"$f":"IF(AQ51>$AQ$28,\"\",AX51/24*SUMIF($AR$13:$AR$18,LEFT($AR51,4),$AK$13:$AK$18))","v":0.10068493150684933},{"$f":"IF(AQ51>$AQ$28,\"\",AY51/SUMIF($AR$51:$AR$90,LEFT(AR51,4)&\"*\",$AY$51:$AY$90))","v":0.29166666666666669},{"$f":"IF(AQ51>$AQ$28,\"\",SUMIF(OFFSET($AS$21,$AS51,1,1,24),$AV51,OFFSET($AS$12,$AS51,1,1,24)))","v":921.60630000000003},{"$f":"IF(AQ51>$AQ$28,\"\",BA51/AY51/8.76)","v":1044.9051020408162},{"$f":"IF(AQ51>$AQ$28,\"\",BA51/SUMIF($AW$51:$AW$90,\"\",$BA$51:$BA$90))","v":9.8840579825164698E-2},{"$f":"IF(AQ51>$AQ$28,\"\",IF(AW51,$AO$5*AY51*8.76-BA51,0))","v":0},{"$f":"IF(AQ51>$AQ$28,\"\",IF(AW51,BD51+BA51,BA51-BC51*SUM($BD$51:$BD$90)))","v":919.84253927330985},{"$f":"IF(AQ51>$AQ$28,\"\",BE51/$AM$19)","v":9.7041065807374594E-2},{"$f":"IF(AQ51>$AQ$28,\"\",BF51/SUMIF($AR$51:$AR$90,LEFT(AR51,4)&\"*\",$BF$51:$BF$90))","v":0.28038143784131125},{"$f":"IF(AQ51>$AQ$28,\"\",BE51/AY51/8.76)","v":1042.9053733257481},{"$f":"IF(AQ51>$AQ$28,\"\",RANK(BH51,$BH$51:$BH$90))","v":8},{"$f":"SUMIF($BI$51:$BI$90,AQ51,$BH$51:$BH$90)","v":1475},{"$f":"SUMIF($BI$51:$BI$90,AQ51,$AY$51:$AY$90)*8760","v":117},null,null,null,null,null,null,null,null,null,null,null,null,3,1,49,{"$f":"OFFSET(LoadCurve!$D$1,IF($CA$1,BX51,366-BX51),BY51)","v":1134},{"$f":"IF(BZ51=SUMIF(LoadCurve!$AQ$51:$AQ$90,CB50,LoadCurve!$BK$51:$BK$90),CB50+1,CB50)","v":1},1381.6,{"$f":"SUMIF(LoadCurve!$AQ$51:$AQ$90,CB51,LoadCurve!$BJ$51:$BJ$90)","v":1475}]
[51,"2009-02-20",5,"Friday",1067,1067,1062,1061,1072,1102,1027,1058,1103,1112,1110,1105,1088,1109,1110,1155,1101,1081,1280.5999999999999,1287,1280.2,1244.9000000000001,1160.7,1138,26981.4,1235.6126168131357,"s1","d1","s1d1",null,null,null,null,null,null,null,null,null,{"$f":"AQ51+1","v":2},"s1d1b2",1,{"$f":"IF(AQ52>$AQ$28,\"\",IF(AU52+AV52=2,AT51+1,AT51))","v":1},{"$f":"IF(AQ52>$AQ$28,\"\",IF(AND(AU51=2,AV52=1),1,IF(AV52=1,AU51+1,AU51)))","v":1},{"$f":"IF(AQ52>$AQ$28,\"\",IF(SUMIF($AR$22:$AR$27,\"s\"&AT51&\"d\"&AU51,$AQ$22:$AQ$27)=AV51,1,AV51+1))","v":2},null,{"$f":"IF(AQ52>$AQ$28,\"\",COUNTIF(OFFSET($AS$21,$AS52,1,1,24),AV52))","v":12},0.17260273972602741,{"$f":"IF(AQ52>$AQ$28,\"\",AY52/SUMIF($AR$51:$AR$90,LEFT(AR52,4)&\"*\",$AY$51:$AY$90))","v":0.5},1596.4573,1055.8580026455027,0.17121710778031454,0,1593.4020163202142,0.16809989027631819,{"$f":"IF(AQ52>$AQ$28,\"\",BF52/SUMIF($AR$51:$AR$90,LEFT(AR52,4)&\"*\",$BF$51:$BF$90))","v":0.4856922020023709},1053.8373123810941,7,1265.3626074583512,{"$f":"SUMIF($BI$51:$BI$90,AQ52,$AY$51:$AY$90)*8760+BK51","v":585},null,null,null,null,null,null,null,null,null,null,null,null,3,2,50,{"$f":"OFFSET(LoadCurve!$D$1,IF($CA$1,BX52,366-BX52),BY52)","v":1099},{"$f":"IF(BZ52=SUMIF(LoadCurve!$AQ$51:$AQ$90,CB51,LoadCurve!$BK$51:$BK$90),CB51+1,CB51)","v":1},1380,{"$f":"SUMIF(LoadCurve!$AQ$51:$AQ$90,CB52,LoadCurve!$BJ$51:$BJ$90)","v":1475}]
[52,"2009-02-21",6,"Saturday",1093,1100,1057,1031,1066,1063,985,964,975,967,985,944,956,969,987,1022,1036,1040.5,1256.9000000000001,1312.3,1292,1290.0999999999999,1226.0999999999999,1145,25762.899999999998,1237.7413551318223,"s1","d1","s1d1",null,null,null,null,null,null,null,null,null,{"$f":"AQ52+1","v":3},"s1d1b3",1,1,1,3,null,5,7.1917808219178092E-2,0.20833333333333334,768.90970000000016,1220.4915873015875,8.2464150452523449E-2,0,767.43816846725008,8.0962789422803078E-2,0.23392636015631768,1218.155822963889,3,1218.155822963889,1215,null,null,null,null,null,null,null,null,null,null,null,null,3,3,51,{"$f":"OFFSET(LoadCurve!$D$1,IF($CA$1,BX53,366-BX53),BY53)","v":1094},{"$f":"IF(BZ53=SUMIF(LoadCurve!$AQ$51:$AQ$90,CB52,LoadCurve!$BK$51:$BK$90),CB52+1,CB52)","v":1},1379,{"$f":"SUMIF(LoadCurve!$AQ$51:$AQ$90,CB53,LoadCurve!$BJ$51:$BJ$90)","v":1475}]
[53,"2009-02-22",7,"Sunday",1106,1105,1024,1015,1019,1079,958,940,900,869,909,915,933,967,975,971,963,983,1170,1256,1247,1229,1165,1087,24785,1230.96721961864,"s1","d1","s1d1",null,null,null,null,null,null,null,null,null,4,"s2d1b1",3,2,1,1,null,7,9.7488584474885856E-2,0.29166666666666663,835.84100000000001,978.73653395784538,8.9642409217087049E-2,0,834.24137602872565,8.8010359179946776E-2,0.2763062424462065,976.86343797274662,10,1176.3342628715443,1825,null,null,null,null,null,null,null,null,null,null,null,null,3,4,52,{"$f":"OFFSET(LoadCurve!$D$1,IF($CA$1,BX54,366-BX54),BY54)","v":1067},{"$f":"IF(BZ54=SUMIF(LoadCurve!$AQ$51:$AQ$90,CB53,LoadCurve!$BK$51:$BK$90),CB53+1,CB53)","v":1},1379,{"$f":"SUMIF(LoadCurve!$AQ$51:$AQ$90,CB54,LoadCurve!$BJ$51:$BJ$90)","v":1475}]
[54,"2009-02-23",1,"Monday",1069,1045,1034,1008,1039,1100,1015,1049,1093,1141,1151,1137,1108,1148,1169,1185,1173,1118.9000000000001,1248.3,1281.5999999999999,1280.0999999999999,1247,1158,1140,27137.899999999998,1232.700497656776,"s1","d1","s1d1",null,null,null,null,null,null,null,null,null,5,"s2d1b2",3,2,1,2,null,12,0.16712328767123288,0.49999999999999994,1470.2720999999999,1004.2842213114753,0.15768397727398623,0,1467.4583082675342,0.1548131470139113,0.48603186410393029,1002.362232423179,9,1093.6968266041702,3229,null,null,null,null,null,null,null,null,null,null,null,null,3,5,53,{"$f":"OFFSET(LoadCurve!$D$1,IF($CA$1,BX55,366-BX55),BY55)","v":1073},{"$f":"IF(BZ55=SUMIF(LoadCurve!$AQ$51:$AQ$90,CB54,LoadCurve!$BK$51:$BK$90),CB54+1,CB54)","v":1},1378,{"$f":"SUMIF(LoadCurve!$AQ$51:$AQ$90,CB55,LoadCurve!$BJ$51:$BJ$90)","v":1475}]
[55,"2009-02-24",2,"Tuesday",1117,1109,1079,1073,1084,1131,1072,1089,1163,1170,1187,1126,1156,1154,1182,1152,1195,1172,1161,1243.8,1239.3,1249,1186,1120,27610.1,1225.5304478910982,"s1","d1","s1d1",null,null,null,null,null,null,null,null,null,6,"s2d1b3",3,2,1,3,null,5,6.9634703196347042E-2,0.20833333333333331,718.93979999999999,1178.5898360655735,7.7104970627249345E-2,0,717.56390035164202,7.5701180041131147E-2,0.23766189344986333,1176.3342628715443,4,1072.8186159323079,4048,null,null,null,null,null,null,null,null,null,null,null,null,3,6,54,{"$f":"OFFSET(LoadCurve!$D$1,IF($CA$1,BX56,366-BX56),BY56)","v":1078},{"$f":"IF(BZ56=SUMIF(LoadCurve!$AQ$51:$AQ$90,CB55,LoadCurve!$BK$51:$BK$90),CB55+1,CB55)","v":1},1377,{"$f":"SUMIF(LoadCurve!$AQ$51:$AQ$90,CB56,LoadCurve!$BJ$51:$BJ$90)","v":1475}]
[56,"2009-02-25",3,"Wednesday",1113,1109,1099,1093,1088,1155,1074,1095,1177,1186,1164,1178,1191,1129,1210,1123,1163,1122.0999999999999,1252.9000000000001,1268.8,1295.8,1255.5999999999999,1190,1127,27859.199999999997,1228.2674031019883,"s1","d1","s1d1",null,null,null,null,null,null,null,null,null,7,"s3d1b1",5,3,1,1,null,7,9.3493150684931511E-2,0.29166666666666669,880.32319999999993,1074.8757020757018,9.4413043315290296E-2,0,878.63844644856022,9.2694138031563567E-2,0.2763923564328864,1072.8186159323079,6,1053.8373123810941,5560,null,null,null,null,null,null,null,null,null,null,null,null,3,7,55,{"$f":"OFFSET(LoadCurve!$D$1,IF($CA$1,BX57,366-BX57),BY57)","v":1001},{"$f":"IF(BZ57=SUMIF(LoadCurve!$AQ$51:$AQ$90,CB56,LoadCurve!$BK$51:$BK$90),CB56+1,CB56)","v":1},1376.9,{"$f":"SUMIF(LoadCurve!$AQ$51:$AQ$90,CB57,LoadCurve!$BJ$51:$BJ$90)","v":1475}]
[57,"2009-02-26",4,"Thursday",1093,1086,1062,1056,1031,1096,1022,1050,1091,1081,1121,1134,1106,1158,1148,1153,1106,1110,1275,1331,1311,1300,1236,1181,27338,1232.9406627917895,"s1","d1","s1d1",null,null,null,null,null,null,null,null,null,8,"s3d1b2",5,3,1,2,null,12,0.16027397260273973,0.5,1538.4947,1095.7939458689459,0.16500072558742579,0,1535.5503445522552,0.16199668494778849,0.48303642968003874,1093.6968266041702,5,1042.9053733257481,6442,null,null,null,null,null,null,null,null,null,null,null,null,3,8,56,{"$f":"OFFSET(LoadCurve!$D$1,IF($CA$1,BX58,366-BX58),BY58)","v":982},{"$f":"IF(BZ58=SUMIF(LoadCurve!$AQ$51:$AQ$90,CB57,LoadCurve!$BK$51:$BK$90),CB57+1,CB57)","v":1},1376.7,{"$f":"SUMIF(LoadCurve!$AQ$51:$AQ$90,CB58,LoadCurve!$BJ$51:$BJ$90)","v":1475}]
[58,"2009-02-27",5,"Friday",1045,1071,1062,1064,1078,1098,1041,1077,1128,1143,1136,1146,1127,1182,1150,1067,1107,1065,1280,1307,1301,1258,1226,1152,27311,1237.6465965126106,"s1","d1","s1d1",null,null,null,null,null,null,null,null,null,9,"s3d1b3",5,3,1,3,null,4,5.3424657534246578E-2,0.16666666666666666,593.3252,1267.788888888889,6.3633035920958661E-2,0,592.18970029050843,6.2474518434144484E-2,0.18628448069869522,1265.3626074583512,2,1002.362232423179,7906,null,null,null,null,null,null,null,null,null,null,null,null,3,9,57,{"$f":"OFFSET(LoadCurve!$D$1,IF($CA$1,BX59,366-BX59),BY59)","v":988},{"$f":"IF(BZ59=SUMIF(LoadCurve!$AQ$51:$AQ$90,CB58,LoadCurve!$BK$51:$BK$90),CB58+1,CB58)","v":1},1376.2,{"$f":"SUMIF(LoadCurve!$AQ$51:$AQ$90,CB59,LoadCurve!$BJ$51:$BJ$90)","v":1475}]
[59,"2009-02-28",6,"Saturday",1099,1051,1057,1061,1040,1049,989,994,1018,990,980,1002,1007,1003,1005,1021,1029,1037,1244,1260,1255,1232,1180,1128,25731,1238.2819368613495,"s1","d1","s1d1",null,null,null,null,null,null,null,null,null,10,"s3d1b4",5,3,1,4,1,1,1.3356164383561644E-2,4.1666666666666664E-2,154.73050000000001,1322.482905982906,1.6594561405057287E-2,17.844500000000011,172.57500000000002,1.820622684501845E-2,5.4286733188379628E-2,1475,1,976.86343797274662,8760,null,null,null,null,null,null,null,null,null,null,null,null,3,10,58,{"$f":"OFFSET(LoadCurve!$D$1,IF($CA$1,BX60,366-BX60),BY60)","v":1033},{"$f":"IF(BZ60=SUMIF(LoadCurve!$AQ$51:$AQ$90,CB59,LoadCurve!$BK$51:$BK$90),CB59+1,CB59)","v":1},1376.2,{"$f":"SUMIF(LoadCurve!$AQ$51:$AQ$90,CB60,LoadCurve!$BJ$51:$BJ$90)","v":1475}]
[60,"2009-03-01",7,"Sunday",1050,1046,1011,1017,1033,1075,1030,1065,1120,1167,925,911,1001,1022,1090,1191,1097,1086,1244,1279,1180,1247,1167,1123,26177,1238.8537431752147,"s1","d1","s1d1",null,null,null,null,null,null,null,null,null,11,"",0,"","","",null,"","","","","","","","","","","","",0,8760,null,null,null,null,null,null,null,null,null,null,null,null,3,11,59,{"$f":"OFFSET(LoadCurve!$D$1,IF($CA$1,BX61,366-BX61),BY61)","v":972},{"$f":"IF(BZ61=SUMIF(LoadCurve!$AQ$51:$AQ$90,CB60,LoadCurve!$BK$51:$BK$90),CB60+1,CB60)","v":1},1376,{"$f":"SUMIF(LoadCurve!$AQ$51:$AQ$90,CB61,LoadCurve!$BJ$51:$BJ$90)","v":1475}]
[61,"2009-03-02",1,"Monday",1050,1046,1011,1017,1033,1075,1030,1065,1120,1167,925,911,1001,1022,1090,1191,1097,1086,1244,1279,1180,1247,1167,1123,26177,1239.3683688576934,"s1","d1","s1d1",null,null,null,null,null,null,null,null,null,12,"",0,"","","",null,"","","","","","","","","","","","",0,8760,null,null,null,null,null,null,null,null,null,null,null,null,3,12,60,{"$f":"OFFSET(LoadCurve!$D$1,IF($CA$1,BX62,366-BX62),BY62)","v":999},{"$f":"IF(BZ62=SUMIF(LoadCurve!$AQ$51:$AQ$90,CB61,LoadCurve!$BK$51:$BK$90),CB61+1,CB61)","v":1},1375.6,{"$f":"SUMIF(LoadCurve!$AQ$51:$AQ$90,CB62,LoadCurve!$BJ$51:$BJ$90)","v":1475}]
[62,"2009-03-03",2,"Tuesday",1089,1058,1042,1036,1049,1116,1025,1050,1093,1140,1166,1125,1081,1134,1153,1161,1172,1139,1318,1277,1307,1292,1241,1155,27419,1247.2315319719241,"s1","d1","s1d1",null,null,null,null,null,null,null,null,null,13,"",0,"","","",null,"","","","","","","","","","","","",0,8760,null,null,null,null,null,null,null,null,null,null,null,null,3,13,61,{"$f":"OFFSET(LoadCurve!$D$1,IF($CA$1,BX63,366-BX63),BY63)","v":996},{"$f":"IF(BZ63=SUMIF(LoadCurve!$AQ$51:$AQ$90,CB62,LoadCurve!$BK$51:$BK$90),CB62+1,CB62)","v":1},1375.3,{"$f":"SUMIF(LoadCurve!$AQ$51:$AQ$90,CB63,LoadCurve!$BJ$51:$BJ$90)","v":1475}]
[63,"2009-03-04",3,"Wednesday",1108,1095,1074,1052,1084,1115,1019,1046,1089,1137,1133.5999999999999,1081,1094,1095,1118,1166,1164,1148,1230,1302,1281,1266,1201,1107,27205.599999999999,1245.5083787747317,"s1","d1","s1d1",null,null,null,null,null,null,null,null,null,14,"",0,"","","",null,"","","","","","","","","","","","",0,8760,null,null,null,null,null,null,null,null,null,null,null,null,3,14,62,{"$f":"OFFSET(LoadCurve!$D$1,IF($CA$1,BX64,366-BX64),BY64)","v":999},{"$f":"IF(BZ64=SUMIF(LoadCurve!$AQ$51:$AQ$90,CB63,LoadCurve!$BK$51:$BK$90),CB63+1,CB63)","v":1},1374.9,{"$f":"SUMIF(LoadCurve!$AQ$51:$AQ$90,CB64,LoadCurve!$BJ$51:$BJ$90)","v":1475}]
[64,"2009-03-05",4,"Thursday",1072,1062,1048,1030,1053,1084,1041,1032,1075,1105,1108,1113,1123,1120.8,1118,1108,1095,1091,1266,1289,1280,1258,1221,1142,26934.799999999999,1247.5575408972584,"s1","d1","s1d1",null,null,null,null,null,null,null,null,null,15,"",0,"","","",null,"","","","","","","","","","","","",0,8760,null,null,null,null,null,null,null,null,null,null,null,null,3,15,63,{"$f":"OFFSET(LoadCurve!$D$1,IF($CA$1,BX65,366-BX65),BY65)","v":1000},{"$f":"IF(BZ65=SUMIF(LoadCurve!$AQ$51:$AQ$90,CB64,LoadCurve!$BK$51:$BK$90),CB64+1,CB64)","v":1},1374.3,{"$f":"SUMIF(LoadCurve!$AQ$51:$AQ$90,CB65,LoadCurve!$BJ$51:$BJ$90)","v":1475}]
[65,"2009-03-06",5,{"$f":"VLOOKUP(C66,weekdays,2,FALSE)","v":"Friday"},1068,1041,1037,1015,1033,1059,952,954,988,1006,1031,1023,999,1020,1022,983,999,1074,1198,1252,1207,1202,1150,1109,{"$f":"SUM(E66:AB66)","v":25422},1242.6017868075326,"s1","d1","s1d1",null,null,null,null,null,null,null,null,null,16,"",0,"","","",null,"","","","","","","","","","","","",0,8760,null,null,null,null,null,null,null,null,null,null,null,null,3,16,64,{"$f":"OFFSET(LoadCurve!$D$1,IF($CA$1,BX66,366-BX66),BY66)","v":993},{"$f":"IF(BZ66=SUMIF(LoadCurve!$AQ$51:$AQ$90,CB65,LoadCurve!$BK$51:$BK$90),CB65+1,CB65)","v":1},1373.9,{"$f":"SUMIF(LoadCurve!$AQ$51:$AQ$90,CB66,LoadCurve!$BJ$51:$BJ$90)","v":1475}]
[66,"2009-03-07",{"$f":"WEEKDAY(B67,2)","v":6},"Saturday",1066,1066,1048,1020,1027,1043,956,937,959,957,1002,1013,1032,1028,1039,1023,1018,1016,1260,1184,1183,1317,1267,1179,25640,1244.3416081267794,{"$f":"IF(AND(A67>$AJ$6,A67<$AJ$7),\"s2\",IF(A67<=$AJ$6,\"s1\",\"s3\"))","v":"s1"},"d1",{"$f":"AE67&AF67","v":"s1d1"},null,null,null,null,null,null,null,null,null,17,"",0,"","","",null,"","","","","","","","","","","","",0,8760,null,null,null,null,null,null,null,null,null,null,null,null,{"$f":"ROUNDDOWN((BZ67-1)/24,0)+1","v":3},17,65,{"$f":"OFFSET(LoadCurve!$D$1,IF($CA$1,BX67,366-BX67),BY67)","v":885},{"$f":"IF(BZ67=SUMIF(LoadCurve!$AQ$51:$AQ$90,CB66,LoadCurve!$BK$51:$BK$90),CB66+1,CB66)","v":1},1372.8,{"$f":"SUMIF(LoadCurve!$AQ$51:$AQ$90,CB67,LoadCurve!$BJ$51:$BJ$90)","v":1475}]
[{"$f":"A67+1","v":67},"2009-03-08",7,"Sunday",1141,1118,1064,1054,1070,1065,1009,988,887,873,930,960,964,991,966,978,1056,1074,928,1066,1069,993,960,907,24111,1212.7074473141015,"s1","d1","s1d1",null,null,null,null,null,null,null,null,null,18,"",0,"","","",null,"","","","","","","","","","","","",0,8760,null,null,null,null,null,null,null,null,null,null,null,null,3,18,{"$f":"BZ67+1","v":66},{"$f":"OFFSET(LoadCurve!$D$1,IF($CA$1,BX68,366-BX68),BY68)","v":1033},{"$f":"IF(BZ68=SUMIF(LoadCurve!$AQ$51:$AQ$90,CB67,LoadCurve!$BK$51:$BK$90),CB67+1,CB67)","v":1},1371.9,{"$f":"SUMIF(LoadCurve!$AQ$51:$AQ$90,CB68,LoadCurve!$BJ$51:$BJ$90)","v":1475}]
[68,"2009-03-09",1,"Monday",869,839,826,818,837,881,857,887,970,1066,1148,1045,1092,1122,1129,1127,1100,1105,1277,1303,1231,1267,1217,1168,25181,1219.1367025826914,"s1","d1","s1d1",null,null,null,null,null,null,null,null,null,19,"",0,"","","",null,"","","","","","","","","","","","",0,8760,null,null,null,null,null,null,null,null,null,null,null,null,3,19,67,{"$f":"OFFSET(LoadCurve!$D$1,IF($CA$1,BX69,366-BX69),BY69)","v":1131},{"$f":"IF(BZ69=SUMIF(LoadCurve!$AQ$51:$AQ$90,CB68,LoadCurve!$BK$51:$BK$90),CB68+1,CB68)","v":1},1371,{"$f":"SUMIF(LoadCurve!$AQ$51:$AQ$90,CB69,LoadCurve!$BJ$51:$BJ$90)","v":1475}]
[69,"2009-03-10",2,"Tuesday",1119,1083,1066,1055,1082,1114,1049,1076,1144,1141,1164,1176,1169,1094,1135,1159,1147,1113,1334,1283,1250,1263,1194,1146,27556,1230.6230323244224,"s1","d1","s1d1",null,null,null,null,null,null,null,null,null,20,"",0,"","","",null,"","","","","","","","","","","","",0,8760,null,null,null,null,null,null,null,null,null,null,null,null,3,20,68,{"$f":"OFFSET(LoadCurve!$D$1,IF($CA$1,BX70,366-BX70),BY70)","v":1195},{"$f":"IF(BZ70=SUMIF(LoadCurve!$AQ$51:$AQ$90,CB69,LoadCurve!$BK$51:$BK$90),CB69+1,CB69)","v":1},1371,{"$f":"SUMIF(LoadCurve!$AQ$51:$AQ$90,CB70,LoadCurve!$BJ$51:$BJ$90)","v":1475}]
[70,"2009-03-11",3,"Wednesday",1118,1081,1087,1050,1064,1130,1047,1091,1127,1169,1160,1154,1149,1130,1124,1055,1088,1052.5,1231.5,1245.5,1256,1216,1143,1098,27066.5,1230.7107290919803,"s1","d1","s1d1",null,null,null,null,null,null,null,null,null,21,"",0,"","","",null,"","","","","","","","","","","","",0,8760,null,null,null,null,null,null,null,null,null,null,null,null,3,21,69,{"$f":"OFFSET(LoadCurve!$D$1,IF($CA$1,BX71,366-BX71),BY71)","v":1212},{"$f":"IF(BZ71=SUMIF(LoadCurve!$AQ$51:$AQ$90,CB70,LoadCurve!$BK$51:$BK$90),CB70+1,CB70)","v":1},1370,{"$f":"SUMIF(LoadCurve!$AQ$51:$AQ$90,CB71,LoadCurve!$BJ$51:$BJ$90)","v":1475}]
[71,"2009-03-12",4,"Thursday",1009,1013,1000,1012,1026,1016,1006,1025,1106,1157,1103,1085,1140,1142,1154,1159,1153,1117,1272,1295,1285,1220,1169,1131,26795,1234.8396561827824,"s1","d1","s1d1",null,null,null,null,null,null,null,null,null,22,"",0,"","","",null,"","","","","","","","","","","","",0,8760,null,null,null,null,null,null,null,null,null,null,null,null,3,22,70,{"$f":"OFFSET(LoadCurve!$D$1,IF($CA$1,BX72,366-BX72),BY72)","v":1163},{"$f":"IF(BZ72=SUMIF(LoadCurve!$AQ$51:$AQ$90,CB71,LoadCurve!$BK$51:$BK$90),CB71+1,CB71)","v":1},1370,{"$f":"SUMIF(LoadCurve!$AQ$51:$AQ$90,CB72,LoadCurve!$BJ$51:$BJ$90)","v":1475}]
[72,"2009-03-13",5,"Friday",1084,1060,1052,1027,1048,1092,1031,1054,1101,1154,1123,1148,1128,1140,1099,1138,1142,1155,1225,1249,1237,1171,1128,1122,26908,1233.8556905645041,"s1","d1","s1d1",null,null,null,null,null,null,null,null,null,23,"",0,"","","",null,"","","","","","","","","","","","",0,8760,null,null,null,null,null,null,null,null,null,null,null,null,3,23,71,{"$f":"OFFSET(LoadCurve!$D$1,IF($CA$1,BX73,366-BX73),BY73)","v":1130},{"$f":"IF(BZ73=SUMIF(LoadCurve!$AQ$51:$AQ$90,CB72,LoadCurve!$BK$51:$BK$90),CB72+1,CB72)","v":1},1369,{"$f":"SUMIF(LoadCurve!$AQ$51:$AQ$90,CB73,LoadCurve!$BJ$51:$BJ$90)","v":1475}]
[73,"2009-03-14",6,"Saturday",1081,1050,1036,1035,1046,1033,917,958,1000,1008,1032,1038,1047,1014,1010,1007,992,983,1191,1196,1221,1171,1149,1106,25321,1229.5701215080537,"s1","d1","s1d1",null,null,null,null,null,null,null,null,null,24,"",0,"","","",null,"","","","","","","","","","","","",0,8760,null,null,null,null,null,null,null,null,null,null,null,null,3,24,72,{"$f":"OFFSET(LoadCurve!$D$1,IF($CA$1,BX74,366-BX74),BY74)","v":1051},{"$f":"IF(BZ74=SUMIF(LoadCurve!$AQ$51:$AQ$90,CB73,LoadCurve!$BK$51:$BK$90),CB73+1,CB73)","v":1},1369,{"$f":"SUMIF(LoadCurve!$AQ$51:$AQ$90,CB74,LoadCurve!$BJ$51:$BJ$90)","v":1475}]
[74,"2009-03-15",7,"Sunday",1068,1030,1028,989,1034,1044,970,948,921,899,856,881,887,945,999,998,991,1024,1210,1248,1241,1218,1102,1046,24577,1227.6131093572483,"s1","d1","s1d1",null,null,null,null,null,null,null,null,null,25,"",0,"","","",null,"","","","","","","","","","","","",0,8760,null,null,null,null,null,null,null,null,null,null,null,null,4,1,73,{"$f":"OFFSET(LoadCurve!$D$1,IF($CA$1,BX75,366-BX75),BY75)","v":1019},{"$f":"IF(BZ75=SUMIF(LoadCurve!$AQ$51:$AQ$90,CB74,LoadCurve!$BK$51:$BK$90),CB74+1,CB74)","v":1},1368.8,{"$f":"SUMIF(LoadCurve!$AQ$51:$AQ$90,CB75,LoadCurve!$BJ$51:$BJ$90)","v":1475}]
[75,"2009-03-16",1,"Monday",1000,997,977,970,1016,1052,1011,1048,1096,1141.5,1146.2,1131,1110,1129,1189,1166,1150,1112,1219,1210,1276,1254,1213,1140,26753.7,1226.7517984215235,"s1","d1","s1d1",null,null,null,null,null,null,null,null,null,{"$f":"AQ75+1","v":26},"",0,"","","",null,"","","","","","","","","","","","",0,8760,null,null,null,null,null,null,null,null,null,null,null,null,4,2,74,{"$f":"OFFSET(LoadCurve!$D$1,IF($CA$1,BX76,366-BX76),BY76)","v":1012},{"$f":"IF(BZ76=SUMIF(LoadCurve!$AQ$51:$AQ$90,CB75,LoadCurve!$BK$51:$BK$90),CB75+1,CB75)","v":1},1368.7,{"$f":"SUMIF(LoadCurve!$AQ$51:$AQ$90,CB76,LoadCurve!$BJ$51:$BJ$90)","v":1475}]
[76,"2009-03-17",2,"Tuesday",1107,1091,1053,1054,1082,1152,1041,1107,1153,1161,1161,1172,1165,1181,1178,1187,1173,1112,1293,1318,1313,1266,1219,1160,27899,{"$f":"AD76*(1-$AH$1)+W77*$AH$1","v":1233.3766185793711},"s1","d1","s1d1",null,null,null,null,null,null,null,null,null,27,"",0,"","","",null,"","","","","","","","","","","","",0,8760,null,null,null,null,null,null,null,null,null,null,null,null,4,3,75,{"$f":"OFFSET(LoadCurve!$D$1,IF($CA$1,BX77,366-BX77),BY77)","v":963},{"$f":"IF(BZ77=SUMIF(LoadCurve!$AQ$51:$AQ$90,CB76,LoadCurve!$BK$51:$BK$90),CB76+1,CB76)","v":1},1368,{"$f":"SUMIF(LoadCurve!$AQ$51:$AQ$90,CB77,LoadCurve!$BJ$51:$BJ$90)","v":1475}]
[77,"2009-03-18",3,"Wednesday",1127,1109,1054,1056,1103,1110,1044,1081,1139,1148,1148,1152,1119,1135,1126,1129,1131,1108,1278,1297,1304,1271,1215,1148,27532,1237.838956721434,"s1","d1","s1d1",null,null,null,null,null,null,null,null,null,28,"",0,"","","",null,"","","","","","","","","","","","",0,8760,null,null,null,null,null,null,null,null,null,null,null,null,4,4,76,{"$f":"OFFSET(LoadCurve!$D$1,IF($CA$1,BX78,366-BX78),BY78)","v":950},{"$f":"IF(BZ78=SUMIF(LoadCurve!$AQ$51:$AQ$90,CB77,LoadCurve!$BK$51:$BK$90),CB77+1,CB77)","v":1},1368,{"$f":"SUMIF(LoadCurve!$AQ$51:$AQ$90,CB78,LoadCurve!$BJ$51:$BJ$90)","v":1475}]
[78,"2009-03-19",4,"Thursday",1082,1067,1071,1047,1078,1112,1048,1079,1135,1155,1173,1197,1160,1158,1157,1167,1148,1110,1298,1299,1299,1288,1201,1145,27674,1243.8550610492905,"s1","d1","s1d1",null,null,null,null,null,null,null,null,null,29,"",0,"","","",null,"","","","","","","","","","","","",0,8760,null,null,null,null,null,null,null,null,null,null,null,null,4,5,77,{"$f":"OFFSET(LoadCurve!$D$1,IF($CA$1,BX79,366-BX79),BY79)","v":953},{"$f":"IF(BZ79=SUMIF(LoadCurve!$AQ$51:$AQ$90,CB78,LoadCurve!$BK$51:$BK$90),CB78+1,CB78)","v":1},1368,{"$f":"SUMIF(LoadCurve!$AQ$51:$AQ$90,CB79,LoadCurve!$BJ$51:$BJ$90)","v":1475}]
[79,"2009-03-20",5,"Friday",1125,1072,1049,1035,1064,1093,1023,1050,1108,1151,1150,1170,1162,1148,1191,1186,1169,1141,1275,1293,1286,1267,123,1175,26506,1246.9695549443616,"s1","d1","s1d1",null,null,null,null,null,null,null,null,null,30,"",0,"","","",null,"","","","","","","","","","","","",0,8760,null,null,null,null,null,null,null,null,null,null,null,null,4,6,78,{"$f":"OFFSET(LoadCurve!$D$1,IF($CA$1,BX80,366-BX80),BY80)","v":987},{"$f":"IF(BZ80=SUMIF(LoadCurve!$AQ$51:$AQ$90,CB79,LoadCurve!$BK$51:$BK$90),CB79+1,CB79)","v":1},1366.9,{"$f":"SUMIF(LoadCurve!$AQ$51:$AQ$90,CB80,LoadCurve!$BJ$51:$BJ$90)","v":1475}]
[80,"2009-03-21",6,"Saturday",1141,1116,1087,1082,1068,1032,953,992,956,963,965,960,971,984,982,1012,1051,1082,1271,1306,1318,1285,1235,1177,25989,1249.3725994499252,"s1","d1","s1d1",null,null,null,null,null,null,null,null,null,31,"",0,"","","",null,"","","","","","","","","","","","",0,8760,null,null,null,null,null,null,null,null,null,null,null,null,4,7,79,{"$f":"OFFSET(LoadCurve!$D$1,IF($CA$1,BX81,366-BX81),BY81)","v":918},{"$f":"IF(BZ81=SUMIF(LoadCurve!$AQ$51:$AQ$90,CB80,LoadCurve!$BK$51:$BK$90),CB80+1,CB80)","v":1},1365.8,{"$f":"SUMIF(LoadCurve!$AQ$51:$AQ$90,CB81,LoadCurve!$BJ$51:$BJ$90)","v":1475}]
[81,"2009-03-22",7,"Sunday",1125,1123,1109,1070,1069,1077,913,970,959,930,946,972,987,1016,993,1018,1019,1023,1225,1274,1281,1238,1199,1127,25663,1246.9353395049327,"s1","d1","s1d1",null,null,null,null,null,null,null,null,null,{"$f":"AQ81+1","v":32},"",0,"","","",null,"","","","","","","","","","","","",0,8760,null,null,null,null,null,null,null,null,null,null,null,null,4,8,80,{"$f":"OFFSET(LoadCurve!$D$1,IF($CA$1,BX82,366-BX82),BY82)","v":924},{"$f":"IF(BZ82=SUMIF(LoadCurve!$AQ$51:$AQ$90,CB81,LoadCurve!$BK$51:$BK$90),CB81+1,CB81)","v":1},1365,{"$f":"SUMIF(LoadCurve!$AQ$51:$AQ$90,CB82,LoadCurve!$BJ$51:$BJ$90)","v":1475}]
[82,"2009-03-23",1,"Monday",1095,1067,1033,1037,1076,1101,1047,1069,1166,1193,1190,1199,1181,1211,1187,1190,1170,1121,1305,1312,1300,1243,1216,1152,27861,1252.7418055544395,"s1","d1","s1d1",null,null,null,null,null,null,null,null,null,33,"",0,"","","",null,"","","","","","","","","","","","",0,8760,null,null,null,null,null,null,null,null,null,null,null,null,4,9,81,{"$f":"OFFSET(LoadCurve!$D$1,IF($CA$1,BX83,366-BX83),BY83)","v":924},{"$f":"IF(BZ83=SUMIF(LoadCurve!$AQ$51:$AQ$90,CB82,LoadCurve!$BK$51:$BK$90),CB82+1,CB82)","v":1},1364,{"$f":"SUMIF(LoadCurve!$AQ$51:$AQ$90,CB83,LoadCurve!$BJ$51:$BJ$90)","v":1475}]
[83,"2009-03-24",2,"Tuesday",1136,1100,1068,1078,1084,1106,1061,1097,1164,1168,1189,1157,1075,1167,1192,1190,1148,1111,1315,1317,1306,1279,1224,1171,27903,1258.9676249989955,"s1","d1","s1d1",null,null,null,null,null,null,null,null,null,34,"",0,"","","",null,"","","","","","","","","","","","",0,8760,null,null,null,null,null,null,null,null,null,null,null,null,4,10,82,{"$f":"OFFSET(LoadCurve!$D$1,IF($CA$1,BX84,366-BX84),BY84)","v":889},{"$f":"IF(BZ84=SUMIF(LoadCurve!$AQ$51:$AQ$90,CB83,LoadCurve!$BK$51:$BK$90),CB83+1,CB83)","v":1},1364,{"$f":"SUMIF(LoadCurve!$AQ$51:$AQ$90,CB84,LoadCurve!$BJ$51:$BJ$90)","v":1475}]
[84,"2009-03-25",3,"Wednesday",1120,1096,1096,1143,1040,1117,991,1019,1088,1098,1100,1119,1134,1152,1171,1107,1120,1146,1271,1291,1239,1204,1141,1095,27098,1260.1708624990958,"s1","d1","s1d1",null,null,null,null,null,null,null,null,null,35,"",0,"","","",null,"","","","","","","","","","","","",0,8760,null,null,null,null,null,null,null,null,null,null,null,null,4,11,83,{"$f":"OFFSET(LoadCurve!$D$1,IF($CA$1,BX85,366-BX85),BY85)","v":881},{"$f":"IF(BZ85=SUMIF(LoadCurve!$AQ$51:$AQ$90,CB84,LoadCurve!$BK$51:$BK$90),CB84+1,CB84)","v":1},1364,{"$f":"SUMIF(LoadCurve!$AQ$51:$AQ$90,CB85,LoadCurve!$BJ$51:$BJ$90)","v":1475}]
[85,"2009-03-26",4,"Thursday",1071,1038,1032,1037,1062,1102,1046,1051,1115,1140,1142,1144,1136,1164,1193,1185,1183,1163,1322,1326,1309,1300,1217,1171,27649,1266.3537762491862,"s1","d1","s1d1",null,null,null,null,null,null,null,null,null,36,"",0,"","","",null,"","","","","","","","","","","","",0,8760,null,null,null,null,null,null,null,null,null,null,null,null,4,12,84,{"$f":"OFFSET(LoadCurve!$D$1,IF($CA$1,BX86,366-BX86),BY86)","v":878},{"$f":"IF(BZ86=SUMIF(LoadCurve!$AQ$51:$AQ$90,CB85,LoadCurve!$BK$51:$BK$90),CB85+1,CB85)","v":1},1363.7,{"$f":"SUMIF(LoadCurve!$AQ$51:$AQ$90,CB86,LoadCurve!$BJ$51:$BJ$90)","v":1475}]
[86,"2009-03-27",5,"Friday",1143,1092,1082,1068,1079,1109,1059,1100,1163,1215,1199.9000000000001,1192,1172,1168,1194,1191,1171,1167,1300,1314,1293,1272,1227,1169,28139.9,1269.7183986242676,"s1","d1","s1d1",null,null,null,null,null,null,null,null,null,37,"",0,"","","",null,"","","","","","","","","","","","",0,8760,null,null,null,null,null,null,null,null,null,null,null,null,4,13,85,{"$f":"OFFSET(LoadCurve!$D$1,IF($CA$1,BX87,366-BX87),BY87)","v":900},{"$f":"IF(BZ87=SUMIF(LoadCurve!$AQ$51:$AQ$90,CB86,LoadCurve!$BK$51:$BK$90),CB86+1,CB86)","v":1},1363.4,{"$f":"SUMIF(LoadCurve!$AQ$51:$AQ$90,CB87,LoadCurve!$BJ$51:$BJ$90)","v":1475}]
[87,"2009-03-28",6,"Saturday",1103,1134,1114,1095,1096,1096,975,991,997,970,1042,1058,937,981,1043,1074,1027,1095,1281,1304,1314,1277,1136,1065,26205,1270.8465587618407,"s1","d1","s1d1",null,null,null,null,null,null,null,null,null,38,"",0,"","","",null,"","","","","","","","","","","","",0,8760,null,null,null,null,null,null,null,null,null,null,null,null,4,14,86,{"$f":"OFFSET(LoadCurve!$D$1,IF($CA$1,BX88,366-BX88),BY88)","v":922},{"$f":"IF(BZ88=SUMIF(LoadCurve!$AQ$51:$AQ$90,CB87,LoadCurve!$BK$51:$BK$90),CB87+1,CB87)","v":1},1363.1,{"$f":"SUMIF(LoadCurve!$AQ$51:$AQ$90,CB88,LoadCurve!$BJ$51:$BJ$90)","v":1475}]
[88,"2009-03-29",7,"Sunday",1078,1059,1022,1025,1013,1015,924,942,925,906,887,913,954,970,977,983,1002,1020,1224,1236,1201,1190,1131,1051,24648,1266.1619028856567,"s1","d1","s1d1",null,null,null,null,null,null,null,null,null,39,"",0,"","","",null,"","","","","","","","","","","","",0,8760,null,null,null,null,null,null,null,null,null,null,null,null,4,15,87,{"$f":"OFFSET(LoadCurve!$D$1,IF($CA$1,BX89,366-BX89),BY89)","v":946},{"$f":"IF(BZ89=SUMIF(LoadCurve!$AQ$51:$AQ$90,CB88,LoadCurve!$BK$51:$BK$90),CB88+1,CB88)","v":1},1363,{"$f":"SUMIF(LoadCurve!$AQ$51:$AQ$90,CB89,LoadCurve!$BJ$51:$BJ$90)","v":1475}]
[89,"2009-03-30",1,"Monday",1041,1010,1006,1015,1015,1085,1013,1044,1117,1146,1160,1177,1120,1153,1173,1179,1159,1137,1274,1265,1287,1244,1214,1156,27190,1266.9457125970912,"s1","d1","s1d1",null,null,null,null,null,null,null,null,null,{"$f":"AQ89+1","v":40},"",0,"","","",null,"","","","","","","","","","","","",0,8760,null,null,null,null,null,null,null,null,null,null,null,null,4,16,88,{"$f":"OFFSET(LoadCurve!$D$1,IF($CA$1,BX90,366-BX90),BY90)","v":935},{"$f":"IF(BZ90=SUMIF(LoadCurve!$AQ$51:$AQ$90,CB89,LoadCurve!$BK$51:$BK$90),CB89+1,CB89)","v":1},1363,{"$f":"SUMIF(LoadCurve!$AQ$51:$AQ$90,CB90,LoadCurve!$BJ$51:$BJ$90)","v":1475}]
[90,"2009-03-31",2,"Tuesday",1101,1067,1028,1002,984,1014,1021,1048,1092,1113,1136,1067,1077,1146,1150,1177,1175,1185,1293,1277,1299,1277,1231,1155,27115,1269.551141337382,"s1","d1","s1d1",null,null,null,null,null,null,null,null,null,null,null,null,null,null,null,null,null,null,null,null,null,null,null,null,null,null,null,null,null,null,null,null,null,null,null,null,null,null,null,null,null,null,4,{"$f":"BY67","v":17},89,{"$f":"OFFSET(LoadCurve!$D$1,IF($CA$1,BX91,366-BX91),BY91)","v":933},{"$f":"IF(BZ91=SUMIF(LoadCurve!$AQ$51:$AQ$90,CB90,LoadCurve!$BK$51:$BK$90),CB90+1,CB90)","v":1},1362.9,{"$f":"SUMIF(LoadCurve!$AQ$51:$AQ$90,CB91,LoadCurve!$BJ$51:$BJ$90)","v":1475}]
[91,"2009-04-01",3,"Wednesday",1113,1082,1088,1061,1091,1118,1031,1084,1110,1141,1158,1170,1127.5,1151,1154,1166,1086,1108,1262,1275,1251,1169,1123,1111,27230.5,1268.7960272036439,"s1","d1","s1d1",null,null,null,null,null,null,null,null,null,null,null,null,null,null,null,null,null,null,null,null,null,null,null,null,null,null,null,null,null,null,null,null,null,null,null,null,null,null,null,null,null,null,4,18,90,{"$f":"OFFSET(LoadCurve!$D$1,IF($CA$1,BX92,366-BX92),BY92)","v":984},{"$f":"IF(BZ92=SUMIF(LoadCurve!$AQ$51:$AQ$90,CB91,LoadCurve!$BK$51:$BK$90),CB91+1,CB91)","v":1},1362.7,{"$f":"SUMIF(LoadCurve!$AQ$51:$AQ$90,CB92,LoadCurve!$BJ$51:$BJ$90)","v":1475}]
[92,"2009-04-02",4,"Thursday",1053,1047,1005,983,1042,1076,1017,1065,1078,1092,1105,1141,1119,1127,1144,1141,1120,1114,1284,1295,1282,1280,1190,1099,26899,1270.3164244832797,"s1","d1","s1d1",null,null,null,null,null,null,null,null,null,null,null,null,null,null,null,null,null,null,null,null,null,null,null,null,null,null,null,null,null,null,null,null,null,null,null,null,null,null,null,null,null,null,4,19,91,{"$f":"OFFSET(LoadCurve!$D$1,IF($CA$1,BX93,366-BX93),BY93)","v":1200},{"$f":"IF(BZ93=SUMIF(LoadCurve!$AQ$51:$AQ$90,CB92,LoadCurve!$BK$51:$BK$90),CB92+1,CB92)","v":1},1362,{"$f":"SUMIF(LoadCurve!$AQ$51:$AQ$90,CB93,LoadCurve!$BJ$51:$BJ$90)","v":1475}]
[93,"2009-04-03",5,"Friday",1088,1089,1071,1055,1061,1107,989,1063,1082,1102,1123,1131,1138,1149,1177,1158,1144,1126,1258,1223,1320,1219,1227,1182,27282,1269.0847820349518,"s1","d1","s1d1",null,null,null,null,null,null,null,null,null,null,null,null,null,null,null,null,null,null,null,null,null,null,null,null,null,null,null,null,null,null,null,null,null,null,null,null,null,null,null,null,null,null,4,20,92,{"$f":"OFFSET(LoadCurve!$D$1,IF($CA$1,BX94,366-BX94),BY94)","v":1191},{"$f":"IF(BZ94=SUMIF(LoadCurve!$AQ$51:$AQ$90,CB93,LoadCurve!$BK$51:$BK$90),CB93+1,CB93)","v":1},1361.6,{"$f":"SUMIF(LoadCurve!$AQ$51:$AQ$90,CB94,LoadCurve!$BJ$51:$BJ$90)","v":1475}]
[94,"2009-04-04",6,"Saturday",1136,1125,1097,1089,1114,1064,992,1005,1041,1054,1047,1062,1073,990,1064,1043,1032,1014,1214,1271,1267,1226,1186,1134,26340,1263.5763038314567,"s1","d1","s1d1",null,null,null,null,null,null,null,null,null,null,null,null,null,null,null,null,null,null,null,null,null,null,null,null,null,null,null,null,null,null,null,null,null,null,null,null,null,null,null,null,null,null,4,21,93,{"$f":"OFFSET(LoadCurve!$D$1,IF($CA$1,BX95,366-BX95),BY95)","v":1167},{"$f":"IF(BZ95=SUMIF(LoadCurve!$AQ$51:$AQ$90,CB94,LoadCurve!$BK$51:$BK$90),CB94+1,CB94)","v":1},1361.4,{"$f":"SUMIF(LoadCurve!$AQ$51:$AQ$90,CB95,LoadCurve!$BJ$51:$BJ$90)","v":1475}]
[95,"2009-04-05",7,"Sunday",1101,1066,1041,1032,1023,1048,952,949,938,910,908,953,948,985,984,1008,1008,1025,1259,1280,1268,1261,1172,1103,25222,1263.1186734483113,"s1","d1","s1d1",null,null,null,null,null,null,null,null,null,null,null,null,null,null,null,null,null,null,null,null,null,null,null,null,null,null,null,null,null,null,null,null,null,null,null,null,null,null,null,null,null,null,4,22,94,{"$f":"OFFSET(LoadCurve!$D$1,IF($CA$1,BX96,366-BX96),BY96)","v":1146},{"$f":"IF(BZ96=SUMIF(LoadCurve!$AQ$51:$AQ$90,CB95,LoadCurve!$BK$51:$BK$90),CB95+1,CB95)","v":1},1361.2,{"$f":"SUMIF(LoadCurve!$AQ$51:$AQ$90,CB96,LoadCurve!$BJ$51:$BJ$90)","v":1475}]
[96,"2009-04-06",1,"Monday",1034,1038,993,1017,1036,1081,1018,1061,1104,1164,1172,1149,1164,1188,1208,1228,1173,1114,1285,1316,1317,1296,1232,1163,27551,1265.3068061034801,"s1","d1","s1d1",null,null,null,null,null,null,null,null,null,null,null,null,null,null,null,null,null,null,null,null,null,null,null,null,null,null,null,null,null,null,null,null,null,null,null,null,null,null,null,null,null,null,4,23,95,{"$f":"OFFSET(LoadCurve!$D$1,IF($CA$1,BX97,366-BX97),BY97)","v":1052},{"$f":"IF(BZ97=SUMIF(LoadCurve!$AQ$51:$AQ$90,CB96,LoadCurve!$BK$51:$BK$90),CB96+1,CB96)","v":1},1361,{"$f":"SUMIF(LoadCurve!$AQ$51:$AQ$90,CB97,LoadCurve!$BJ$51:$BJ$90)","v":1475}]
[97,"2009-04-07",2,"Tuesday",1111,1088,1082,1083,1102,1096,1022,1074,1118,1151,1140,1192,1198,1232,1199.5999999999999,1221,1178,1116,1316,1333,1319,1275,1228,1175,28049.599999999999,1270.3761254931321,"s1","d1","s1d1",null,null,null,null,null,null,null,null,null,null,null,null,null,null,null,null,null,null,null,null,null,null,null,null,null,null,null,null,null,null,null,null,null,null,null,null,null,null,null,null,null,null,4,24,96,{"$f":"OFFSET(LoadCurve!$D$1,IF($CA$1,BX98,366-BX98),BY98)","v":1043},{"$f":"IF(BZ98=SUMIF(LoadCurve!$AQ$51:$AQ$90,CB97,LoadCurve!$BK$51:$BK$90),CB97+1,CB97)","v":1},1361,{"$f":"SUMIF(LoadCurve!$AQ$51:$AQ$90,CB98,LoadCurve!$BJ$51:$BJ$90)","v":1475}]
[98,"2009-04-08",3,"Wednesday",1108,1065,1052,1051,1075,1129,1054,1082,1127,1133,1136,1136,1130,1106,1142,1113,1105,1119,1273,1306,1277,1246,1169,1117,27251,1270.6385129438188,"s1","d1","s1d1",null,null,null,null,null,null,null,null,null,null,null,null,null,null,null,null,null,null,null,null,null,null,null,null,null,null,null,null,null,null,null,null,null,null,null,null,null,null,null,null,null,null,5,1,97,{"$f":"OFFSET(LoadCurve!$D$1,IF($CA$1,BX99,366-BX99),BY99)","v":961},{"$f":"IF(BZ99=SUMIF(LoadCurve!$AQ$51:$AQ$90,CB98,LoadCurve!$BK$51:$BK$90),CB98+1,CB98)","v":1},1361,{"$f":"SUMIF(LoadCurve!$AQ$51:$AQ$90,CB99,LoadCurve!$BJ$51:$BJ$90)","v":1475}]
[99,"2009-04-09",4,"Thursday",1078,1061,1035,1036,1065,1053,1037,1064,1112,1132,1133,1155,1145,1152,1174,1158,1119,1073,1248,1282,1294,1297,1233,1171,27307,1268.3746616494368,"s1","d1","s1d1",null,null,null,null,null,null,null,null,null,null,null,null,null,null,null,null,null,null,null,null,null,null,null,null,null,null,null,null,null,null,null,null,null,null,null,null,null,null,null,null,null,null,5,2,98,{"$f":"OFFSET(LoadCurve!$D$1,IF($CA$1,BX100,366-BX100),BY100)","v":950},{"$f":"IF(BZ100=SUMIF(LoadCurve!$AQ$51:$AQ$90,CB99,LoadCurve!$BK$51:$BK$90),CB99+1,CB99)","v":1},1360.5,{"$f":"SUMIF(LoadCurve!$AQ$51:$AQ$90,CB100,LoadCurve!$BJ$51:$BJ$90)","v":1475}]
[100,"2009-04-10",5,"Friday",1105,1089,1080,1051,1044,1048,979,1014,1009,1005,1034,1042,1036,1025,1040,1036,1055,1078,1223,1257,1256,1211,1175,1120,26012,1263.8371954844931,"s1","d1","s1d1",null,null,null,null,null,null,null,null,null,null,null,null,null,null,null,null,null,null,null,null,null,null,null,null,null,null,null,null,null,null,null,null,null,null,null,null,null,null,null,null,null,null,5,3,99,{"$f":"OFFSET(LoadCurve!$D$1,IF($CA$1,BX101,366-BX101),BY101)","v":927},{"$f":"IF(BZ101=SUMIF(LoadCurve!$AQ$51:$AQ$90,CB100,LoadCurve!$BK$51:$BK$90),CB100+1,CB100)","v":1},1360.4,{"$f":"SUMIF(LoadCurve!$AQ$51:$AQ$90,CB101,LoadCurve!$BJ$51:$BJ$90)","v":1475}]
[101,"2009-04-11",6,"Saturday",1065,1029,1048,1053,1036,999,951,954,996,1018,1037,1057,1045,1094,1086,1082,1115,1097,1292,1267,1253,1246,1194,1174,26188,1266.6534759360438,"s1","d1","s1d1",null,null,null,null,null,null,null,null,null,null,null,null,null,null,null,null,null,null,null,null,null,null,null,null,null,null,null,null,null,null,null,null,null,null,null,null,null,null,null,null,null,null,5,4,100,{"$f":"OFFSET(LoadCurve!$D$1,IF($CA$1,BX102,366-BX102),BY102)","v":930},{"$f":"IF(BZ102=SUMIF(LoadCurve!$AQ$51:$AQ$90,CB101,LoadCurve!$BK$51:$BK$90),CB101+1,CB101)","v":1},1359.9,{"$f":"SUMIF(LoadCurve!$AQ$51:$AQ$90,CB102,LoadCurve!$BJ$51:$BJ$90)","v":1475}]
[102,"2009-04-12",7,"Sunday",1125,1085,1043,1041,1064,1024,993,1007,993,953,951,926,950,962,977,977,964,1003,1159,1208,1218,1218,1113,1062,25016,1255.8881283424396,"s1","d1","s1d1",null,null,null,null,null,null,null,null,null,null,null,null,null,null,null,null,null,null,null,null,null,null,null,null,null,null,null,null,null,null,null,null,null,null,null,null,null,null,null,null,null,null,5,5,101,{"$f":"OFFSET(LoadCurve!$D$1,IF($CA$1,BX103,366-BX103),BY103)","v":931},{"$f":"IF(BZ103=SUMIF(LoadCurve!$AQ$51:$AQ$90,CB102,LoadCurve!$BK$51:$BK$90),CB102+1,CB102)","v":1},1359,{"$f":"SUMIF(LoadCurve!$AQ$51:$AQ$90,CB103,LoadCurve!$BJ$51:$BJ$90)","v":1475}]
[103,"2009-04-13",1,"Monday",1040,1033,1006,977,997,986,909,921,939,797,911,858,832,835,802,752,770,840,1000,992,992,935,880,853,21857,1230.2993155081956,"s1","d1","s1d1",null,null,null,null,null,null,null,null,null,null,null,null,null,null,null,null,null,null,null,null,null,null,null,null,null,null,null,null,null,null,null,null,null,null,null,null,null,null,null,null,null,null,5,6,102,{"$f":"OFFSET(LoadCurve!$D$1,IF($CA$1,BX104,366-BX104),BY104)","v":957},{"$f":"IF(BZ104=SUMIF(LoadCurve!$AQ$51:$AQ$90,CB103,LoadCurve!$BK$51:$BK$90),CB103+1,CB103)","v":1},1359,{"$f":"SUMIF(LoadCurve!$AQ$51:$AQ$90,CB104,LoadCurve!$BJ$51:$BJ$90)","v":1475}]
[104,"2009-04-14",2,"Tuesday",816,797,791,781,819,856,854,912,981,1000,1039,1060,1070,1091,1122,1009,1085,1107,1274,1287.7,1213.0999999999999,1236,1166,1066,24432.799999999999,1234.6693839573761,"s1","d1","s1d1",null,null,null,null,null,null,null,null,null,null,null,null,null,null,null,null,null,null,null,null,null,null,null,null,null,null,null,null,null,null,null,null,null,null,null,null,null,null,null,null,null,null,5,7,103,{"$f":"OFFSET(LoadCurve!$D$1,IF($CA$1,BX105,366-BX105),BY105)","v":948},{"$f":"IF(BZ105=SUMIF(LoadCurve!$AQ$51:$AQ$90,CB104,LoadCurve!$BK$51:$BK$90),CB104+1,CB104)","v":1},1358.9,{"$f":"SUMIF(LoadCurve!$AQ$51:$AQ$90,CB105,LoadCurve!$BJ$51:$BJ$90)","v":1475}]
[105,"2009-04-15",3,"Wednesday",1018,1004,998,999,1007,1004,956,1008,1139,1099,1006,1090,1079,1088,1116,1119,1010,1053,1197,1253,1248,1227,1140,967,25825,1230.9024455616386,"s1","d1","s1d1",null,null,null,null,null,null,null,null,null,null,null,null,null,null,null,null,null,null,null,null,null,null,null,null,null,null,null,null,null,null,null,null,null,null,null,null,null,null,null,null,null,null,5,8,104,{"$f":"OFFSET(LoadCurve!$D$1,IF($CA$1,BX106,366-BX106),BY106)","v":1021},{"$f":"IF(BZ106=SUMIF(LoadCurve!$AQ$51:$AQ$90,CB105,LoadCurve!$BK$51:$BK$90),CB105+1,CB105)","v":1},1358.6,{"$f":"SUMIF(LoadCurve!$AQ$51:$AQ$90,CB106,LoadCurve!$BJ$51:$BJ$90)","v":1475}]
[106,"2009-04-16",4,"Thursday",1072,1060,1038,1033,945,945,941,915,925,894,928,952,972.1,981.2,985,1011,1025,1021,1232,1257,1212,1214,1116,1074,24748.300000000003,1231.0122010054749,"s1","d1","s1d1",null,null,null,null,null,null,null,null,null,null,null,null,null,null,null,null,null,null,null,null,null,null,null,null,null,null,null,null,null,null,null,null,null,null,null,null,null,null,null,null,null,null,5,9,105,{"$f":"OFFSET(LoadCurve!$D$1,IF($CA$1,BX107,366-BX107),BY107)","v":1073},{"$f":"IF(BZ107=SUMIF(LoadCurve!$AQ$51:$AQ$90,CB106,LoadCurve!$BK$51:$BK$90),CB106+1,CB106)","v":1},1358.4,{"$f":"SUMIF(LoadCurve!$AQ$51:$AQ$90,CB107,LoadCurve!$BJ$51:$BJ$90)","v":1475}]
[107,"2009-04-17",5,"Friday",1010,1009,971,974,991,1028,965,1018,1074,1099,1092,1063,1094,1114,1121,1168,1104,1038,1245,1265,1281,1235,1199,1140,26298,1232.4109809049276,"s1","d1","s1d1",null,null,null,null,null,null,null,null,null,null,null,null,null,null,null,null,null,null,null,null,null,null,null,null,null,null,null,null,null,null,null,null,null,null,null,null,null,null,null,null,null,null,5,10,106,{"$f":"OFFSET(LoadCurve!$D$1,IF($CA$1,BX108,366-BX108),BY108)","v":1085},{"$f":"IF(BZ108=SUMIF(LoadCurve!$AQ$51:$AQ$90,CB107,LoadCurve!$BK$51:$BK$90),CB107+1,CB107)","v":1},1358,{"$f":"SUMIF(LoadCurve!$AQ$51:$AQ$90,CB108,LoadCurve!$BJ$51:$BJ$90)","v":1475}]
[108,"2009-04-18",6,"Saturday",1044,1058,1050,1036,1042,1000,951,961,997,994,986,1032,1008,1026,1026,1003,1028,1053,1257,1260,1260,1232,1206,1121,25631,1234.869882814435,"s1","d1","s1d1",null,null,null,null,null,null,null,null,null,null,null,null,null,null,null,null,null,null,null,null,null,null,null,null,null,null,null,null,null,null,null,null,null,null,null,null,null,null,null,null,null,null,5,11,107,{"$f":"OFFSET(LoadCurve!$D$1,IF($CA$1,BX109,366-BX109),BY109)","v":1108},{"$f":"IF(BZ109=SUMIF(LoadCurve!$AQ$51:$AQ$90,CB108,LoadCurve!$BK$51:$BK$90),CB108+1,CB108)","v":1},1357,{"$f":"SUMIF(LoadCurve!$AQ$51:$AQ$90,CB109,LoadCurve!$BJ$51:$BJ$90)","v":1475}]
[109,"2009-04-19",7,"Sunday",938,904,845,824,859,829,860,909,851,895,879,903,935,967,978,1001,993,979,1213,1235,1245,1215,1152,1120,23529,1232.6828945329914,"s1","d1","s1d1",null,null,null,null,null,null,null,null,null,null,null,null,null,null,null,null,null,null,null,null,null,null,null,null,null,null,null,null,null,null,null,null,null,null,null,null,null,null,null,null,null,null,5,12,108,{"$f":"OFFSET(LoadCurve!$D$1,IF($CA$1,BX110,366-BX110),BY110)","v":1131},{"$f":"IF(BZ110=SUMIF(LoadCurve!$AQ$51:$AQ$90,CB109,LoadCurve!$BK$51:$BK$90),CB109+1,CB109)","v":1},1355,{"$f":"SUMIF(LoadCurve!$AQ$51:$AQ$90,CB110,LoadCurve!$BJ$51:$BJ$90)","v":1475}]
[110,"2009-04-20",1,"Monday",1040,1012,992,1002,1007,994,986,1071,1161,1176,1196,1205.7,1196,1198,1194,1218,1172,1165,228,10,214,505,842,880,22664.7,1132.2146050796923,"s1","d1","s1d1",null,null,null,null,null,null,null,null,null,null,null,null,null,null,null,null,null,null,null,null,null,null,null,null,null,null,null,null,null,null,null,null,null,null,null,null,null,null,null,null,null,null,5,13,109,{"$f":"OFFSET(LoadCurve!$D$1,IF($CA$1,BX111,366-BX111),BY111)","v":1112},{"$f":"IF(BZ111=SUMIF(LoadCurve!$AQ$51:$AQ$90,CB110,LoadCurve!$BK$51:$BK$90),CB110+1,CB110)","v":1},1355,{"$f":"SUMIF(LoadCurve!$AQ$51:$AQ$90,CB111,LoadCurve!$BJ$51:$BJ$90)","v":1475}]
[111,"2009-04-21",2,"Tuesday",972,944,833,870,862,935,944,1017,1024,1018,1049,1062,1053,1049,1078,1091,1078,1025,1203,1250,1146,1232,1187,1147,25069,1139.2931445717231,"s1","d1","s1d1",null,null,null,null,null,null,null,null,null,null,null,null,null,null,null,null,null,null,null,null,null,null,null,null,null,null,null,null,null,null,null,null,null,null,null,null,null,null,null,null,null,null,5,14,110,{"$f":"OFFSET(LoadCurve!$D$1,IF($CA$1,BX112,366-BX112),BY112)","v":1125},{"$f":"IF(BZ112=SUMIF(LoadCurve!$AQ$51:$AQ$90,CB111,LoadCurve!$BK$51:$BK$90),CB111+1,CB111)","v":1},1355,{"$f":"SUMIF(LoadCurve!$AQ$51:$AQ$90,CB112,LoadCurve!$BJ$51:$BJ$90)","v":1475}]
[112,"2009-04-22",3,"Wednesday",1075,1060,1008,935,931,947,931,952,1061,1116,1132,1144,1149,1175,1160,1210,1178,1144,1268,1324,1324,1274,1210,1165,26873,1152.1638301145508,"s1","d1","s1d1",null,null,null,null,null,null,null,null,null,null,null,null,null,null,null,null,null,null,null,null,null,null,null,null,null,null,null,null,null,null,null,null,null,null,null,null,null,null,null,null,null,null,5,15,111,{"$f":"OFFSET(LoadCurve!$D$1,IF($CA$1,BX113,366-BX113),BY113)","v":1145},{"$f":"IF(BZ113=SUMIF(LoadCurve!$AQ$51:$AQ$90,CB112,LoadCurve!$BK$51:$BK$90),CB112+1,CB112)","v":1},1355,{"$f":"SUMIF(LoadCurve!$AQ$51:$AQ$90,CB113,LoadCurve!$BJ$51:$BJ$90)","v":1475}]
[113,"2009-04-23",4,"Thursday",1103,1064,1036,1031,1056,1023,987,1079,1170,1187,1188,1181,1159,1097,1177,1177,1147,1106,1270,1200,1267,1254,1206,1149,27314,1163.9474471030958,"s1","d1","s1d1",null,null,null,null,null,null,null,null,null,null,null,null,null,null,null,null,null,null,null,null,null,null,null,null,null,null,null,null,null,null,null,null,null,null,null,null,null,null,null,null,null,null,5,16,112,{"$f":"OFFSET(LoadCurve!$D$1,IF($CA$1,BX114,366-BX114),BY114)","v":1133},{"$f":"IF(BZ114=SUMIF(LoadCurve!$AQ$51:$AQ$90,CB113,LoadCurve!$BK$51:$BK$90),CB113+1,CB113)","v":1},1354.4,{"$f":"SUMIF(LoadCurve!$AQ$51:$AQ$90,CB114,LoadCurve!$BJ$51:$BJ$90)","v":1475}]
[114,"2009-04-24",5,"Friday",1051,1077,1052,1061,1077,1094,1054,1109.5,1194,1196,1180,1214,1141,1148,1047,1073,1050,1121,1172,1132,1016,1077.5999999999999,1042.0999999999999,997.9,26377.1,1164.7527023927862,"s1","d1","s1d1",null,null,null,null,null,null,null,null,null,null,null,null,null,null,null,null,null,null,null,null,null,null,null,null,null,null,null,null,null,null,null,null,null,null,null,null,null,null,null,null,null,null,5,17,113,{"$f":"OFFSET(LoadCurve!$D$1,IF($CA$1,BX115,366-BX115),BY115)","v":1114},{"$f":"IF(BZ115=SUMIF(LoadCurve!$AQ$51:$AQ$90,CB114,LoadCurve!$BK$51:$BK$90),CB114+1,CB114)","v":1},1354,{"$f":"SUMIF(LoadCurve!$AQ$51:$AQ$90,CB115,LoadCurve!$BJ$51:$BJ$90)","v":1475}]
[115,"2009-04-25",6,"Saturday",952,943,915,913,905,939,863,925,911,942,965,938,969,994,990,1014,1020,1043,1233,1278.5,1271,1252.2,1196,1128,24499.7,1171.5774321535075,"s1","d1","s1d1",null,null,null,null,null,null,null,null,null,null,null,null,null,null,null,null,null,null,null,null,null,null,null,null,null,null,null,null,null,null,null,null,null,null,null,null,null,null,null,null,null,null,5,18,114,{"$f":"OFFSET(LoadCurve!$D$1,IF($CA$1,BX116,366-BX116),BY116)","v":1143},{"$f":"IF(BZ116=SUMIF(LoadCurve!$AQ$51:$AQ$90,CB115,LoadCurve!$BK$51:$BK$90),CB115+1,CB115)","v":1},1354,{"$f":"SUMIF(LoadCurve!$AQ$51:$AQ$90,CB116,LoadCurve!$BJ$51:$BJ$90)","v":1475}]
[116,"2009-04-26",7,"Sunday",1084,1062,1025,1001,982,1000,932,951,924,841,731,874,924,977,977,987,986,1018,1268,1253,1250,1229,1137,1095,24508,1181.2196889381567,"s1","d1","s1d1",null,null,null,null,null,null,null,null,null,null,null,null,null,null,null,null,null,null,null,null,null,null,null,null,null,null,null,null,null,null,null,null,null,null,null,null,null,null,null,null,null,null,5,19,115,{"$f":"OFFSET(LoadCurve!$D$1,IF($CA$1,BX117,366-BX117),BY117)","v":1264},{"$f":"IF(BZ117=SUMIF(LoadCurve!$AQ$51:$AQ$90,CB116,LoadCurve!$BK$51:$BK$90),CB116+1,CB116)","v":1},1353,{"$f":"SUMIF(LoadCurve!$AQ$51:$AQ$90,CB117,LoadCurve!$BJ$51:$BJ$90)","v":1475}]
[117,"2009-04-27",1,"Monday",1056,1012,993,1019,993,979,900,1014,1065,1100,1127,1110,1088,1107,1119,1125,1099,1105,1291,1323,1311,1262,1179,1069,26446,1192.1977200443409,"s1","d1","s1d1",null,null,null,null,null,null,null,null,null,null,null,null,null,null,null,null,null,null,null,null,null,null,null,null,null,null,null,null,null,null,null,null,null,null,null,null,null,null,null,null,null,null,5,20,116,{"$f":"OFFSET(LoadCurve!$D$1,IF($CA$1,BX118,366-BX118),BY118)","v":1269},{"$f":"IF(BZ118=SUMIF(LoadCurve!$AQ$51:$AQ$90,CB117,LoadCurve!$BK$51:$BK$90),CB117+1,CB117)","v":1},1352.7,{"$f":"SUMIF(LoadCurve!$AQ$51:$AQ$90,CB118,LoadCurve!$BJ$51:$BJ$90)","v":1475}]
[118,"2009-04-28",2,"Tuesday",1086,1049,1009,1009,1029,1013,977,1061,1129,1170,1175.5999999999999,1167,1153,1166,1183,1183,1167,1144,1314,1359,1349,1299,1238,1169,27598.6,1204.3779480399069,"s1","d1","s1d1",null,null,null,null,null,null,null,null,null,null,null,null,null,null,null,null,null,null,null,null,null,null,null,null,null,null,null,null,null,null,null,null,null,null,null,null,null,null,null,null,null,null,5,21,117,{"$f":"OFFSET(LoadCurve!$D$1,IF($CA$1,BX119,366-BX119),BY119)","v":1245},{"$f":"IF(BZ119=SUMIF(LoadCurve!$AQ$51:$AQ$90,CB118,LoadCurve!$BK$51:$BK$90),CB118+1,CB118)","v":2},1352.2,{"$f":"SUMIF(LoadCurve!$AQ$51:$AQ$90,CB119,LoadCurve!$BJ$51:$BJ$90)","v":1265.3626074583512}]
[119,"2009-04-29",3,"Wednesday",1129,1110,1091,1078,1089,1105,1051,1146,1209,1177,1188,1193,1203,1183,1207,1212,1222,1143,1277,1330,1314,1278,1235,1147,28317,1211.6401532359162,"s1","d1","s1d1",null,null,null,null,null,null,null,null,null,null,null,null,null,null,null,null,null,null,null,null,null,null,null,null,null,null,null,null,null,null,null,null,null,null,null,null,null,null,null,null,null,null,5,22,118,{"$f":"OFFSET(LoadCurve!$D$1,IF($CA$1,BX120,366-BX120),BY120)","v":1216},{"$f":"IF(BZ120=SUMIF(LoadCurve!$AQ$51:$AQ$90,CB119,LoadCurve!$BK$51:$BK$90),CB119+1,CB119)","v":2},1352,{"$f":"SUMIF(LoadCurve!$AQ$51:$AQ$90,CB120,LoadCurve!$BJ$51:$BJ$90)","v":1265.3626074583512}]
[120,"2009-04-30",4,"Thursday",1095,1091,1070,1052,1049,1043,1015,1069,1133,1075,1110.9000000000001,1187,1150,1190,1181,1176,1160,1135,1285,1314,1323,1295,1236,1172,27606.9,1218.9761379123245,"s1","d1","s1d1",null,null,null,null,null,null,null,null,null,null,null,null,null,null,null,null,null,null,null,null,null,null,null,null,null,null,null,null,null,null,null,null,null,null,null,null,null,null,null,null,null,null,5,23,119,{"$f":"OFFSET(LoadCurve!$D$1,IF($CA$1,BX121,366-BX121),BY121)","v":1136},{"$f":"IF(BZ121=SUMIF(LoadCurve!$AQ$51:$AQ$90,CB120,LoadCurve!$BK$51:$BK$90),CB120+1,CB120)","v":2},1352,{"$f":"SUMIF(LoadCurve!$AQ$51:$AQ$90,CB121,LoadCurve!$BJ$51:$BJ$90)","v":1265.3626074583512}]
[121,"2009-05-01",5,"Friday",1142,1114,1089,1038,1081,1040,914,929,955,1001,1007,1030,997,1003,972,989,972,966,1128,1200,1190,1164,1110,958,24989,1209.8785241210919,"s1","d1","s1d1",null,null,null,null,null,null,null,null,null,null,null,null,null,null,null,null,null,null,null,null,null,null,null,null,null,null,null,null,null,null,null,null,null,null,null,null,null,null,null,null,null,null,5,24,120,{"$f":"OFFSET(LoadCurve!$D$1,IF($CA$1,BX122,366-BX122),BY122)","v":1076},{"$f":"IF(BZ122=SUMIF(LoadCurve!$AQ$51:$AQ$90,CB121,LoadCurve!$BK$51:$BK$90),CB121+1,CB121)","v":2},1351.8,{"$f":"SUMIF(LoadCurve!$AQ$51:$AQ$90,CB122,LoadCurve!$BJ$51:$BJ$90)","v":1265.3626074583512}]
[122,"2009-05-02",6,"Saturday",1017,995,974,973,973,935,910,1007,898,1038,1058,1081,1088,1071,1069,1065,1072,1114,1236,1286,1292,1256,1226,1162,25796,1212.4906717089827,"s1","d1","s1d1",null,null,null,null,null,null,null,null,null,null,null,null,null,null,null,null,null,null,null,null,null,null,null,null,null,null,null,null,null,null,null,null,null,null,null,null,null,null,null,null,null,null,6,1,121,{"$f":"OFFSET(LoadCurve!$D$1,IF($CA$1,BX123,366-BX123),BY123)","v":1148},{"$f":"IF(BZ123=SUMIF(LoadCurve!$AQ$51:$AQ$90,CB122,LoadCurve!$BK$51:$BK$90),CB122+1,CB122)","v":2},1351.5,{"$f":"SUMIF(LoadCurve!$AQ$51:$AQ$90,CB123,LoadCurve!$BJ$51:$BJ$90)","v":1265.3626074583512}]
[123,"2009-05-03",7,"Sunday",1111,1068,1019,993,991,933,918,969,982,967,933,956,1007,1010,971,964,1022,1021,1191,1212,1209,1172,1083,1037,24739,1210.3416045380843,"s1","d1","s1d1",null,null,null,null,null,null,null,null,null,null,null,null,null,null,null,null,null,null,null,null,null,null,null,null,null,null,null,null,null,null,null,null,null,null,null,null,null,null,null,null,null,null,6,2,122,{"$f":"OFFSET(LoadCurve!$D$1,IF($CA$1,BX124,366-BX124),BY124)","v":1127},{"$f":"IF(BZ124=SUMIF(LoadCurve!$AQ$51:$AQ$90,CB123,LoadCurve!$BK$51:$BK$90),CB123+1,CB123)","v":2},1351.2,{"$f":"SUMIF(LoadCurve!$AQ$51:$AQ$90,CB124,LoadCurve!$BJ$51:$BJ$90)","v":1265.3626074583512}]
[124,"2009-05-04",1,"Monday",1013,986,964,963,956,982,951,1085,1119,1159,1160,1157,1140,1139,1158,1164,1064,1112,1251,1268,1267,1254,1190,1160,26662,1214.4074440842758,"s1","d1","s1d1",null,null,null,null,null,null,null,null,null,null,null,null,null,null,null,null,null,null,null,null,null,null,null,null,null,null,null,null,null,null,null,null,null,null,null,null,null,null,null,null,null,null,6,3,123,{"$f":"OFFSET(LoadCurve!$D$1,IF($CA$1,BX125,366-BX125),BY125)","v":1118},{"$f":"IF(BZ125=SUMIF(LoadCurve!$AQ$51:$AQ$90,CB124,LoadCurve!$BK$51:$BK$90),CB124+1,CB124)","v":2},1351,{"$f":"SUMIF(LoadCurve!$AQ$51:$AQ$90,CB125,LoadCurve!$BJ$51:$BJ$90)","v":1265.3626074583512}]
[125,"2009-05-05",2,"Tuesday",1104,1077,1027,973,990,1004,998,1041,1062,1093,1089,1075,1063,1055,1075,1101,1095,1090,1261,1270,1249,1206,1144,1087,26229,1219.0666996758482,"s1","d1","s1d1",null,null,null,null,null,null,null,null,null,null,null,null,null,null,null,null,null,null,null,null,null,null,null,null,null,null,null,null,null,null,null,null,null,null,null,null,null,null,null,null,null,null,6,4,124,{"$f":"OFFSET(LoadCurve!$D$1,IF($CA$1,BX126,366-BX126),BY126)","v":1096},{"$f":"IF(BZ126=SUMIF(LoadCurve!$AQ$51:$AQ$90,CB125,LoadCurve!$BK$51:$BK$90),CB125+1,CB125)","v":2},1349.5,{"$f":"SUMIF(LoadCurve!$AQ$51:$AQ$90,CB126,LoadCurve!$BJ$51:$BJ$90)","v":1265.3626074583512}]
[126,"2009-05-06",3,"Wednesday",702,1010,983,995,1025,1011,1000,1055,1093,1153,1124,1117,1111,1145,1138,1140,1131,1133,1265,1287,1261,1228,1163,1078,26348,1223.6600297082634,"s1","d1","s1d1",null,null,null,null,null,null,null,null,null,null,null,null,null,null,null,null,null,null,null,null,null,null,null,null,null,null,null,null,null,null,null,null,null,null,null,null,null,null,null,null,null,null,6,5,125,{"$f":"OFFSET(LoadCurve!$D$1,IF($CA$1,BX127,366-BX127),BY127)","v":1111},{"$f":"IF(BZ127=SUMIF(LoadCurve!$AQ$51:$AQ$90,CB126,LoadCurve!$BK$51:$BK$90),CB126+1,CB126)","v":2},1349.2,{"$f":"SUMIF(LoadCurve!$AQ$51:$AQ$90,CB127,LoadCurve!$BJ$51:$BJ$90)","v":1265.3626074583512}]
[127,"2009-05-07",4,"Thursday",1065,1027,990,1006,1009,1000,987,1045,1090,1111,1110,1114,1070,1064,1076,1062,1033,1043,1150,1183,1176,1113,1035,987,25546,1216.2940267374372,"s2","d1","s2d1",null,null,null,null,null,null,null,null,null,null,null,null,null,null,null,null,null,null,null,null,null,null,null,null,null,null,null,null,null,null,null,null,null,null,null,null,null,null,null,null,null,null,6,6,126,{"$f":"OFFSET(LoadCurve!$D$1,IF($CA$1,BX128,366-BX128),BY128)","v":1039},{"$f":"IF(BZ128=SUMIF(LoadCurve!$AQ$51:$AQ$90,CB127,LoadCurve!$BK$51:$BK$90),CB127+1,CB127)","v":2},1349,{"$f":"SUMIF(LoadCurve!$AQ$51:$AQ$90,CB128,LoadCurve!$BJ$51:$BJ$90)","v":1265.3626074583512}]
[128,"2009-05-08",5,"Friday",943,879,872,872,886,946,909,985,1018,1019,998,1032,1019,1069,1076,1046,1078,1082,1198,1229,1230,1185,1130,1074,24775,1214.4646240636935,"s2","d1","s2d1",null,null,null,null,null,null,null,null,null,null,null,null,null,null,null,null,null,null,null,null,null,null,null,null,null,null,null,null,null,null,null,null,null,null,null,null,null,null,null,null,null,null,6,7,127,{"$f":"OFFSET(LoadCurve!$D$1,IF($CA$1,BX129,366-BX129),BY129)","v":994},{"$f":"IF(BZ129=SUMIF(LoadCurve!$AQ$51:$AQ$90,CB128,LoadCurve!$BK$51:$BK$90),CB128+1,CB128)","v":2},1349,{"$f":"SUMIF(LoadCurve!$AQ$51:$AQ$90,CB129,LoadCurve!$BJ$51:$BJ$90)","v":1265.3626074583512}]
[129,"2009-05-09",6,{"$f":"VLOOKUP(C130,weekdays,2,FALSE)","v":"Saturday"},1028,1003,1002,979,967,969,910,906,934,843,950,966,969,975,974,955,972,1029,1183,1272,1268,1222,1132,1056,{"$f":"SUM(E130:AB130)","v":24464},1211.318161657324,"s2","d1","s2d1",null,null,null,null,null,null,null,null,null,null,null,null,null,null,null,null,null,null,null,null,null,null,null,null,null,null,null,null,null,null,null,null,null,null,null,null,null,null,null,null,null,null,6,8,128,{"$f":"OFFSET(LoadCurve!$D$1,IF($CA$1,BX130,366-BX130),BY130)","v":1046},{"$f":"IF(BZ130=SUMIF(LoadCurve!$AQ$51:$AQ$90,CB129,LoadCurve!$BK$51:$BK$90),CB129+1,CB129)","v":2},1348.3,{"$f":"SUMIF(LoadCurve!$AQ$51:$AQ$90,CB130,LoadCurve!$BJ$51:$BJ$90)","v":1265.3626074583512}]
[130,"2009-05-10",{"$f":"WEEKDAY(B131,2)","v":7},"Sunday",955,903,915,896,900,918,899,894,883,840,841,822,871,898,927,927,920,1000,1179,1212,1182,1162,1073,1004,23021,1208.0863454915918,{"$f":"IF(AND(A131>$AJ$6,A131<$AJ$7),\"s2\",IF(A131<=$AJ$6,\"s1\",\"s3\"))","v":"s2"},"d1",{"$f":"AE131&AF131","v":"s2d1"},null,null,null,null,null,null,null,null,null,null,null,null,null,null,null,null,null,null,null,null,null,null,null,null,null,null,null,null,null,null,null,null,null,null,null,null,null,null,null,null,null,null,{"$f":"ROUNDDOWN((BZ131-1)/24,0)+1","v":6},9,129,{"$f":"OFFSET(LoadCurve!$D$1,IF($CA$1,BX131,366-BX131),BY131)","v":1106},{"$f":"IF(BZ131=SUMIF(LoadCurve!$AQ$51:$AQ$90,CB130,LoadCurve!$BK$51:$BK$90),CB130+1,CB130)","v":2},1348,{"$f":"SUMIF(LoadCurve!$AQ$51:$AQ$90,CB131,LoadCurve!$BJ$51:$BJ$90)","v":1265.3626074583512}]
[{"$f":"A131+1","v":131},"2009-05-11",1,"Monday",974,939,924,882,942,970,986,1010,1086,1105,1108,1106,1109,1117,1119,1120,1108,1099,1272,1307,1282,1247,1151,1113,26076,1214.4777109424326,"s2","d1","s2d1",null,null,null,null,null,null,null,null,null,null,null,null,null,null,null,null,null,null,null,null,null,null,null,null,null,null,null,null,null,null,null,null,null,null,null,null,null,null,null,null,null,null,6,10,{"$f":"BZ131+1","v":130},{"$f":"OFFSET(LoadCurve!$D$1,IF($CA$1,BX132,366-BX132),BY132)","v":1109},{"$f":"IF(BZ132=SUMIF(LoadCurve!$AQ$51:$AQ$90,CB131,LoadCurve!$BK$51:$BK$90),CB131+1,CB131)","v":2},1347.8,{"$f":"SUMIF(LoadCurve!$AQ$51:$AQ$90,CB132,LoadCurve!$BJ$51:$BJ$90)","v":1265.3626074583512}]
[132,"2009-05-12",2,"Tuesday",1094,1049,1043,1050,1030,1050,995,1063,1125,1135,1139,1076,1097,1098,1124,1102,1153,1064,1257,1273,1282,1252,1193,1155,26899,1218.7299398481894,"s2","d1","s2d1",null,null,null,null,null,null,null,null,null,null,null,null,null,null,null,null,null,null,null,null,null,null,null,null,null,null,null,null,null,null,null,null,null,null,null,null,null,null,null,null,null,null,6,11,131,{"$f":"OFFSET(LoadCurve!$D$1,IF($CA$1,BX133,366-BX133),BY133)","v":1109},{"$f":"IF(BZ133=SUMIF(LoadCurve!$AQ$51:$AQ$90,CB132,LoadCurve!$BK$51:$BK$90),CB132+1,CB132)","v":2},1347.8,{"$f":"SUMIF(LoadCurve!$AQ$51:$AQ$90,CB133,LoadCurve!$BJ$51:$BJ$90)","v":1265.3626074583512}]
[133,"2009-05-13",3,"Wednesday",1098,1081,1012,1029,1059,1005,984,1058,1121,1159,1179,1168,1175,1184,1177,1192,1159,1163,1282,1310,1284,1237,1180,1162,27458,1225.0569458633704,"s2","d1","s2d1",null,null,null,null,null,null,null,null,null,null,null,null,null,null,null,null,null,null,null,null,null,null,null,null,null,null,null,null,null,null,null,null,null,null,null,null,null,null,null,null,null,null,6,12,132,{"$f":"OFFSET(LoadCurve!$D$1,IF($CA$1,BX134,366-BX134),BY134)","v":1102},{"$f":"IF(BZ134=SUMIF(LoadCurve!$AQ$51:$AQ$90,CB133,LoadCurve!$BK$51:$BK$90),CB133+1,CB133)","v":2},1347.4,{"$f":"SUMIF(LoadCurve!$AQ$51:$AQ$90,CB134,LoadCurve!$BJ$51:$BJ$90)","v":1265.3626074583512}]
[134,"2009-05-14",4,"Thursday",1119,1108,1074,1085,1075,1055,1024,1088,1134,1166,1212,1160.7,1168,1167,1185,1191,1159,1116,1249,1284,1211,1168,1088,1076,27362.7,1227.4512512770334,"s2","d1","s2d1",null,null,null,null,null,null,null,null,null,null,null,null,null,null,null,null,null,null,null,null,null,null,null,null,null,null,null,null,null,null,null,null,null,null,null,null,null,null,null,null,null,null,6,13,133,{"$f":"OFFSET(LoadCurve!$D$1,IF($CA$1,BX135,366-BX135),BY135)","v":1073},{"$f":"IF(BZ135=SUMIF(LoadCurve!$AQ$51:$AQ$90,CB134,LoadCurve!$BK$51:$BK$90),CB134+1,CB134)","v":2},1347.3,{"$f":"SUMIF(LoadCurve!$AQ$51:$AQ$90,CB135,LoadCurve!$BJ$51:$BJ$90)","v":1265.3626074583512}]
[135,"2009-05-15",5,"Friday",1063,1041,1016,1024,1039,1009,1001,1043,1070,1083,1080,1110,1062.5,1122.5999999999999,1165,1151,1133,1170,1272,1297,1303,1271,1232,1159,26917.1,1231.9061261493302,"s2","d1","s2d1",null,null,null,null,null,null,null,null,null,null,null,null,null,null,null,null,null,null,null,null,null,null,null,null,null,null,null,null,null,null,null,null,null,null,null,null,null,null,null,null,null,null,6,14,134,{"$f":"OFFSET(LoadCurve!$D$1,IF($CA$1,BX136,366-BX136),BY136)","v":1123},{"$f":"IF(BZ136=SUMIF(LoadCurve!$AQ$51:$AQ$90,CB135,LoadCurve!$BK$51:$BK$90),CB135+1,CB135)","v":2},1347.2,{"$f":"SUMIF(LoadCurve!$AQ$51:$AQ$90,CB136,LoadCurve!$BJ$51:$BJ$90)","v":1265.3626074583512}]
[136,"2009-05-16",6,"Saturday",1132,1096,1111,1088,1083,1015,980,958,977,1013,1024,1040,1054.8,1067,1057,1075,1059,1090,1274,1255,1291,1285,1227,1194,26445.8,1236.1155135343975,"s2","d1","s2d1",null,null,null,null,null,null,null,null,null,null,null,null,null,null,null,null,null,null,null,null,null,null,null,null,null,null,null,null,null,null,null,null,null,null,null,null,null,null,null,null,null,null,6,15,135,{"$f":"OFFSET(LoadCurve!$D$1,IF($CA$1,BX137,366-BX137),BY137)","v":1132},{"$f":"IF(BZ137=SUMIF(LoadCurve!$AQ$51:$AQ$90,CB136,LoadCurve!$BK$51:$BK$90),CB136+1,CB136)","v":2},1347,{"$f":"SUMIF(LoadCurve!$AQ$51:$AQ$90,CB137,LoadCurve!$BJ$51:$BJ$90)","v":1265.3626074583512}]
[137,"2009-05-17",7,"Sunday",1125,1056,1072,1046,1063,961,974,971,940,955,752,766,811,831,812,832,829,854,1042,1072,1037,1087,1107,1045,23040,1216.7039621809579,"s2","d1","s2d1",null,null,null,null,null,null,null,null,null,null,null,null,null,null,null,null,null,null,null,null,null,null,null,null,null,null,null,null,null,null,null,null,null,null,null,null,null,null,null,null,null,null,6,16,136,{"$f":"OFFSET(LoadCurve!$D$1,IF($CA$1,BX138,366-BX138),BY138)","v":1115},{"$f":"IF(BZ138=SUMIF(LoadCurve!$AQ$51:$AQ$90,CB137,LoadCurve!$BK$51:$BK$90),CB137+1,CB137)","v":2},1347,{"$f":"SUMIF(LoadCurve!$AQ$51:$AQ$90,CB138,LoadCurve!$BJ$51:$BJ$90)","v":1265.3626074583512}]
[138,"2009-05-18",1,"Monday",1020,1007,982,984,1026,1022,1018,1067,1140,1136,1068,1178,1148,1140,1198,1204,1198,1169,1315,1337,1278,1274,1233,1160,27302,1226.5335659628622,"s2","d1","s2d1",null,null,null,null,null,null,null,null,null,null,null,null,null,null,null,null,null,null,null,null,null,null,null,null,null,null,null,null,null,null,null,null,null,null,null,null,null,null,null,null,null,null,6,17,137,{"$f":"OFFSET(LoadCurve!$D$1,IF($CA$1,BX139,366-BX139),BY139)","v":1078},{"$f":"IF(BZ139=SUMIF(LoadCurve!$AQ$51:$AQ$90,CB138,LoadCurve!$BK$51:$BK$90),CB138+1,CB138)","v":2},1347,{"$f":"SUMIF(LoadCurve!$AQ$51:$AQ$90,CB139,LoadCurve!$BJ$51:$BJ$90)","v":1265.3626074583512}]
[139,"2009-05-19",2,"Tuesday",1109,1123,1106,1124,1142,1091,1112,1146,1186,1192,1145,1175,1164,954,1030,1097,1096,1024,1141,1209,1173,1152,1078,1096,26865,1217.980209366576,"s2","d1","s2d1",null,null,null,null,null,null,null,null,null,null,null,null,null,null,null,null,null,null,null,null,null,null,null,null,null,null,null,null,null,null,null,null,null,null,null,null,null,null,null,null,null,null,6,18,138,{"$f":"OFFSET(LoadCurve!$D$1,IF($CA$1,BX140,366-BX140),BY140)","v":1096},{"$f":"IF(BZ140=SUMIF(LoadCurve!$AQ$51:$AQ$90,CB139,LoadCurve!$BK$51:$BK$90),CB139+1,CB139)","v":2},1346.9,{"$f":"SUMIF(LoadCurve!$AQ$51:$AQ$90,CB140,LoadCurve!$BJ$51:$BJ$90)","v":1265.3626074583512}]
[140,"2009-05-20",3,"Wednesday",1044,1034,1022,995,1038,1024,1000,1070,1107,1110,1105,1093,325,656,897,961,1064,1076,1217,1245,1231,1221,1179,1124,24838,{"$f":"AD140*(1-$AH$1)+W141*$AH$1","v":1217.8821884299184},"s2","d1","s2d1",null,null,null,null,null,null,null,null,null,null,null,null,null,null,null,null,null,null,null,null,null,null,null,null,null,null,null,null,null,null,null,null,null,null,null,null,null,null,null,null,null,null,6,19,139,{"$f":"OFFSET(LoadCurve!$D$1,IF($CA$1,BX141,366-BX141),BY141)","v":1224},{"$f":"IF(BZ141=SUMIF(LoadCurve!$AQ$51:$AQ$90,CB140,LoadCurve!$BK$51:$BK$90),CB140+1,CB140)","v":2},1346.8,{"$f":"SUMIF(LoadCurve!$AQ$51:$AQ$90,CB141,LoadCurve!$BJ$51:$BJ$90)","v":1265.3626074583512}]
[141,"2009-05-21",4,"Thursday",1084,1055,1051,1047,1069,1014,1008,1039,1119,1132,1122,1161,1140,1139,1138,1149,1124,1098,1266,1304,1291,1283,1206,1176,27215,1222.6939695869264,"s2","d1","s2d1",null,null,null,null,null,null,null,null,null,null,null,null,null,null,null,null,null,null,null,null,null,null,null,null,null,null,null,null,null,null,null,null,null,null,null,null,null,null,null,null,null,null,6,20,140,{"$f":"OFFSET(LoadCurve!$D$1,IF($CA$1,BX142,366-BX142),BY142)","v":1251},{"$f":"IF(BZ142=SUMIF(LoadCurve!$AQ$51:$AQ$90,CB141,LoadCurve!$BK$51:$BK$90),CB141+1,CB141)","v":2},1346.8,{"$f":"SUMIF(LoadCurve!$AQ$51:$AQ$90,CB142,LoadCurve!$BJ$51:$BJ$90)","v":1265.3626074583512}]
[142,"2009-05-22",5,"Friday",1110,1079,1073,1074,1080,1077,1047,1109,1160,1173,1170,1167,1175,1187,1191,1194,1186,1154,1291,1327,1319,1314,1276,1194,28127,1229.5245726282337,"s2","d1","s2d1",null,null,null,null,null,null,null,null,null,null,null,null,null,null,null,null,null,null,null,null,null,null,null,null,null,null,null,null,null,null,null,null,null,null,null,null,null,null,null,null,null,null,6,21,141,{"$f":"OFFSET(LoadCurve!$D$1,IF($CA$1,BX143,366-BX143),BY143)","v":1229},{"$f":"IF(BZ143=SUMIF(LoadCurve!$AQ$51:$AQ$90,CB142,LoadCurve!$BK$51:$BK$90),CB142+1,CB142)","v":2},1346,{"$f":"SUMIF(LoadCurve!$AQ$51:$AQ$90,CB143,LoadCurve!$BJ$51:$BJ$90)","v":1265.3626074583512}]
[143,"2009-05-23",6,"Saturday",1148,1125,1128,1117,1120,1037,942,1009,1024,1010,1043,1058,1079,1090,1134,1084,1073,1083,1239,1275,1274,1258,1187,1144,26681,1230.4721153654104,"s2","d1","s2d1",null,null,null,null,null,null,null,null,null,null,null,null,null,null,null,null,null,null,null,null,null,null,null,null,null,null,null,null,null,null,null,null,null,null,null,null,null,null,null,null,null,null,6,22,142,{"$f":"OFFSET(LoadCurve!$D$1,IF($CA$1,BX144,366-BX144),BY144)","v":1214},{"$f":"IF(BZ144=SUMIF(LoadCurve!$AQ$51:$AQ$90,CB143,LoadCurve!$BK$51:$BK$90),CB143+1,CB143)","v":2},1346,{"$f":"SUMIF(LoadCurve!$AQ$51:$AQ$90,CB144,LoadCurve!$BJ$51:$BJ$90)","v":1265.3626074583512}]
[144,"2009-05-24",7,"Sunday",1097,1081,1056,1045,1044,998,964,946,976,963,957,985,1001,1002,1005,1027,1040,1039,1182,1194,1168,1180,1144,1083,25177,1225.6249038288695,"s2","d1","s2d1",null,null,null,null,null,null,null,null,null,null,null,null,null,null,null,null,null,null,null,null,null,null,null,null,null,null,null,null,null,null,null,null,null,null,null,null,null,null,null,null,null,null,6,23,143,{"$f":"OFFSET(LoadCurve!$D$1,IF($CA$1,BX145,366-BX145),BY145)","v":1156},{"$f":"IF(BZ145=SUMIF(LoadCurve!$AQ$51:$AQ$90,CB144,LoadCurve!$BK$51:$BK$90),CB144+1,CB144)","v":2},1345,{"$f":"SUMIF(LoadCurve!$AQ$51:$AQ$90,CB145,LoadCurve!$BJ$51:$BJ$90)","v":1265.3626074583512}]
[145,"2009-05-25",1,"Monday",1048,1014,1003,998,1010,949,934,975,1005,1000,1025,986,993,966,998,974,995,1034,1201,1218,1183,1176,1108,1077,24870,1223.1624134459826,"s2","d1","s2d1",null,null,null,null,null,null,null,null,null,null,null,null,null,null,null,null,null,null,null,null,null,null,null,null,null,null,null,null,null,null,null,null,null,null,null,null,null,null,null,null,null,null,6,24,144,{"$f":"OFFSET(LoadCurve!$D$1,IF($CA$1,BX146,366-BX146),BY146)","v":1080},{"$f":"IF(BZ146=SUMIF(LoadCurve!$AQ$51:$AQ$90,CB145,LoadCurve!$BK$51:$BK$90),CB145+1,CB145)","v":2},1345,{"$f":"SUMIF(LoadCurve!$AQ$51:$AQ$90,CB146,LoadCurve!$BJ$51:$BJ$90)","v":1265.3626074583512}]
[146,"2009-05-26",2,"Tuesday",1013,994,997,986,997,1038,981,1013,1072,1092,1088,1061,1060,1085,1115,1114,1133,1106,1270,1295,1277,1248,1180,1131,26346,1227.8461721013844,"s2","d1","s2d1",null,null,null,null,null,null,null,null,null,null,null,null,null,null,null,null,null,null,null,null,null,null,null,null,null,null,null,null,null,null,null,null,null,null,null,null,null,null,null,null,null,null,7,1,145,{"$f":"OFFSET(LoadCurve!$D$1,IF($CA$1,BX147,366-BX147),BY147)","v":1050},{"$f":"IF(BZ147=SUMIF(LoadCurve!$AQ$51:$AQ$90,CB146,LoadCurve!$BK$51:$BK$90),CB146+1,CB146)","v":2},1345,{"$f":"SUMIF(LoadCurve!$AQ$51:$AQ$90,CB147,LoadCurve!$BJ$51:$BJ$90)","v":1265.3626074583512}]
[147,"2009-05-27",3,"Wednesday",1091,1055,1042,1037,1073,1026,961,1056,1111,1136,1139,1152,1149,1146,1168,1172,1155,1159,1301,1332,1153,1162,1117,1122,27015,1235.1615548912459,"s2","d1","s2d1",null,null,null,null,null,null,null,null,null,null,null,null,null,null,null,null,null,null,null,null,null,null,null,null,null,null,null,null,null,null,null,null,null,null,null,null,null,null,null,null,null,null,7,2,146,{"$f":"OFFSET(LoadCurve!$D$1,IF($CA$1,BX148,366-BX148),BY148)","v":1057},{"$f":"IF(BZ148=SUMIF(LoadCurve!$AQ$51:$AQ$90,CB147,LoadCurve!$BK$51:$BK$90),CB147+1,CB147)","v":2},1344,{"$f":"SUMIF(LoadCurve!$AQ$51:$AQ$90,CB148,LoadCurve!$BJ$51:$BJ$90)","v":1265.3626074583512}]
[148,"2009-05-28",4,"Thursday",1117,1091,1048,1026,1036,1026,1002,1058,1108,1138,1128,1141,1108,1137,1133,1147,1121,1103,1230,1278,1273,1255,1205,1141,27050,1234.6453994021215,"s2","d1","s2d1",null,null,null,null,null,null,null,null,null,null,null,null,null,null,null,null,null,null,null,null,null,null,null,null,null,null,null,null,null,null,null,null,null,null,null,null,null,null,null,null,null,null,7,3,147,{"$f":"OFFSET(LoadCurve!$D$1,IF($CA$1,BX149,366-BX149),BY149)","v":1023},{"$f":"IF(BZ149=SUMIF(LoadCurve!$AQ$51:$AQ$90,CB148,LoadCurve!$BK$51:$BK$90),CB148+1,CB148)","v":2},1344,{"$f":"SUMIF(LoadCurve!$AQ$51:$AQ$90,CB149,LoadCurve!$BJ$51:$BJ$90)","v":1265.3626074583512}]
[149,"2009-05-29",5,"Friday",1109,1093,1071,1054,1097,1052,1091,1089,1177,1138,1157,1153,1095,1169,1161,1101,1119,1078,1224,1230,1210,1187,1143,1089,27087,1233.5808594619095,"s2","d1","s2d1",null,null,null,null,null,null,null,null,null,null,null,null,null,null,null,null,null,null,null,null,null,null,null,null,null,null,null,null,null,null,null,null,null,null,null,null,null,null,null,null,null,null,7,4,148,{"$f":"OFFSET(LoadCurve!$D$1,IF($CA$1,BX150,366-BX150),BY150)","v":922},{"$f":"IF(BZ150=SUMIF(LoadCurve!$AQ$51:$AQ$90,CB149,LoadCurve!$BK$51:$BK$90),CB149+1,CB149)","v":2},1343,{"$f":"SUMIF(LoadCurve!$AQ$51:$AQ$90,CB150,LoadCurve!$BJ$51:$BJ$90)","v":1265.3626074583512}]
[150,"2009-05-30",6,"Saturday",1034,1016,991,974,976,937,878,887,943,900,945,934,945,996,949,1088,982,1026,1202,1241,1233,1171,1133,1087,24468,1230.4227735157187,"s2","d1","s2d1",null,null,null,null,null,null,null,null,null,null,null,null,null,null,null,null,null,null,null,null,null,null,null,null,null,null,null,null,null,null,null,null,null,null,null,null,null,null,null,null,null,null,7,5,149,{"$f":"OFFSET(LoadCurve!$D$1,IF($CA$1,BX151,366-BX151),BY151)","v":1037},{"$f":"IF(BZ151=SUMIF(LoadCurve!$AQ$51:$AQ$90,CB150,LoadCurve!$BK$51:$BK$90),CB150+1,CB150)","v":2},1342.2,{"$f":"SUMIF(LoadCurve!$AQ$51:$AQ$90,CB151,LoadCurve!$BJ$51:$BJ$90)","v":1265.3626074583512}]
[151,"2009-05-31",7,"Sunday",1041,996,979,962,967,948,921,915,895,876,897,911,926,937,968,983,975,993,1187,1230,1241,1200,1078,1020,24046,1226.080496164147,"s2","d1","s2d1",null,null,null,null,null,null,null,null,null,null,null,null,null,null,null,null,null,null,null,null,null,null,null,null,null,null,null,null,null,null,null,null,null,null,null,null,null,null,null,null,null,null,7,6,150,{"$f":"OFFSET(LoadCurve!$D$1,IF($CA$1,BX152,366-BX152),BY152)","v":1079},{"$f":"IF(BZ152=SUMIF(LoadCurve!$AQ$51:$AQ$90,CB151,LoadCurve!$BK$51:$BK$90),CB151+1,CB151)","v":2},1342.1,{"$f":"SUMIF(LoadCurve!$AQ$51:$AQ$90,CB152,LoadCurve!$BJ$51:$BJ$90)","v":1265.3626074583512}]
[152,"2009-06-01",1,"Monday",974,978,962,955,906,968,893,847,975,1052,1067,1069,1048,1081,1108,1025,1222,1085,1254,1300,1280,1257,1203,1096,25605,1228.8724465477324,"s2","d1","s2d1",null,null,null,null,null,null,null,null,null,null,null,null,null,null,null,null,null,null,null,null,null,null,null,null,null,null,null,null,null,null,null,null,null,null,null,null,null,null,null,null,null,null,7,7,151,{"$f":"OFFSET(LoadCurve!$D$1,IF($CA$1,BX153,366-BX153),BY153)","v":1007},{"$f":"IF(BZ153=SUMIF(LoadCurve!$AQ$51:$AQ$90,CB152,LoadCurve!$BK$51:$BK$90),CB152+1,CB152)","v":2},1342.1,{"$f":"SUMIF(LoadCurve!$AQ$51:$AQ$90,CB153,LoadCurve!$BJ$51:$BJ$90)","v":1265.3626074583512}]
[153,"2009-06-02",2,"Tuesday",1058,1038,1042,1044,1070,1020,993,1041,1094,1104,1149,1133,1126,1080,1121,1122,1135,1083,1277,1289,1301,394,795,903,25412,1233.6852018929592,"s2","d1","s2d1",null,null,null,null,null,null,null,null,null,null,null,null,null,null,null,null,null,null,null,null,null,null,null,null,null,null,null,null,null,null,null,null,null,null,null,null,null,null,null,null,null,null,7,8,152,{"$f":"OFFSET(LoadCurve!$D$1,IF($CA$1,BX154,366-BX154),BY154)","v":1047},{"$f":"IF(BZ154=SUMIF(LoadCurve!$AQ$51:$AQ$90,CB153,LoadCurve!$BK$51:$BK$90),CB153+1,CB153)","v":2},1342,{"$f":"SUMIF(LoadCurve!$AQ$51:$AQ$90,CB154,LoadCurve!$BJ$51:$BJ$90)","v":1265.3626074583512}]
[154,"2009-06-03",3,"Wednesday",1029,986,975,970,971,1033,868,943,1068,1111,0,0,374,779,871,863,816,834,1256,1276,982,1127,1200,1163,21495,1235.9166817036632,"s2","d1","s2d1",null,null,null,null,null,null,null,null,null,null,null,null,null,null,null,null,null,null,null,null,null,null,null,null,null,null,null,null,null,null,null,null,null,null,null,null,null,null,null,null,null,null,7,{"$f":"BY131","v":9},153,{"$f":"OFFSET(LoadCurve!$D$1,IF($CA$1,BX155,366-BX155),BY155)","v":1109},{"$f":"IF(BZ155=SUMIF(LoadCurve!$AQ$51:$AQ$90,CB154,LoadCurve!$BK$51:$BK$90),CB154+1,CB154)","v":2},1342,{"$f":"SUMIF(LoadCurve!$AQ$51:$AQ$90,CB155,LoadCurve!$BJ$51:$BJ$90)","v":1265.3626074583512}]
[155,"2009-06-04",4,"Thursday",1108,1082,1056,1056,1068,1054,1015,1062,1109,1138,1141,1143,1132,1146,1142,1133,1077,1049,1239,1231,1176,1165,1050,1066,26638,1236.225013533297,"s2","d1","s2d1",null,null,null,null,null,null,null,null,null,null,null,null,null,null,null,null,null,null,null,null,null,null,null,null,null,null,null,null,null,null,null,null,null,null,null,null,null,null,null,null,null,null,7,10,154,{"$f":"OFFSET(LoadCurve!$D$1,IF($CA$1,BX156,366-BX156),BY156)","v":1143},{"$f":"IF(BZ156=SUMIF(LoadCurve!$AQ$51:$AQ$90,CB155,LoadCurve!$BK$51:$BK$90),CB155+1,CB155)","v":2},1341.7,{"$f":"SUMIF(LoadCurve!$AQ$51:$AQ$90,CB156,LoadCurve!$BJ$51:$BJ$90)","v":1265.3626074583512}]
[156,"2009-06-05",5,"Friday",1072,1009,1025,1018,1004,1023,997,1013,1039,1050,1036,1072,1042,1068,1081,1065,1058,1052,1195,1231,1202,1165,1105,1052,25674,1232.1025121799673,"s2","d1","s2d1",null,null,null,null,null,null,null,null,null,null,null,null,null,null,null,null,null,null,null,null,null,null,null,null,null,null,null,null,null,null,null,null,null,null,null,null,null,null,null,null,null,null,7,11,155,{"$f":"OFFSET(LoadCurve!$D$1,IF($CA$1,BX157,366-BX157),BY157)","v":1149},{"$f":"IF(BZ157=SUMIF(LoadCurve!$AQ$51:$AQ$90,CB156,LoadCurve!$BK$51:$BK$90),CB156+1,CB156)","v":2},1341,{"$f":"SUMIF(LoadCurve!$AQ$51:$AQ$90,CB157,LoadCurve!$BJ$51:$BJ$90)","v":1265.3626074583512}]
[157,"2009-06-06",6,"Saturday",1016,991,999,989,956,969,913,920,930,939,952,967,968,984,987,993,994,1000,1201,1223,1219,1197,1112,1092,24511,1228.9922609619705,"s2","d1","s2d1",null,null,null,null,null,null,null,null,null,null,null,null,null,null,null,null,null,null,null,null,null,null,null,null,null,null,null,null,null,null,null,null,null,null,null,null,null,null,null,null,null,null,7,12,156,{"$f":"OFFSET(LoadCurve!$D$1,IF($CA$1,BX158,366-BX158),BY158)","v":1161},{"$f":"IF(BZ158=SUMIF(LoadCurve!$AQ$51:$AQ$90,CB157,LoadCurve!$BK$51:$BK$90),CB157+1,CB157)","v":2},1340,{"$f":"SUMIF(LoadCurve!$AQ$51:$AQ$90,CB158,LoadCurve!$BJ$51:$BJ$90)","v":1265.3626074583512}]
[158,"2009-06-07",7,"Sunday",1040,983,984,964,977,926,933,933,907,876,873,894,954,950,923,973,966,989,1181,1217,1193,1161,1097,1055,23949,1224.1930348657734,"s2","d1","s2d1",null,null,null,null,null,null,null,null,null,null,null,null,null,null,null,null,null,null,null,null,null,null,null,null,null,null,null,null,null,null,null,null,null,null,null,null,null,null,null,null,null,null,7,13,157,{"$f":"OFFSET(LoadCurve!$D$1,IF($CA$1,BX159,366-BX159),BY159)","v":1161},{"$f":"IF(BZ159=SUMIF(LoadCurve!$AQ$51:$AQ$90,CB158,LoadCurve!$BK$51:$BK$90),CB158+1,CB158)","v":2},1340,{"$f":"SUMIF(LoadCurve!$AQ$51:$AQ$90,CB159,LoadCurve!$BJ$51:$BJ$90)","v":1265.3626074583512}]
[159,"2009-06-08",1,"Monday",932,946,945,942,972,1005,978,1015,1113,1135,1154,1123,1106,1135,1159,1162,1144,1167,1267,1298,1294,1257,1168,1142,26559,1228.4737313791961,"s2","d1","s2d1",null,null,null,null,null,null,null,null,null,null,null,null,null,null,null,null,null,null,null,null,null,null,null,null,null,null,null,null,null,null,null,null,null,null,null,null,null,null,null,null,null,null,7,14,158,{"$f":"OFFSET(LoadCurve!$D$1,IF($CA$1,BX160,366-BX160),BY160)","v":1178},{"$f":"IF(BZ160=SUMIF(LoadCurve!$AQ$51:$AQ$90,CB159,LoadCurve!$BK$51:$BK$90),CB159+1,CB159)","v":2},1340,{"$f":"SUMIF(LoadCurve!$AQ$51:$AQ$90,CB160,LoadCurve!$BJ$51:$BJ$90)","v":1265.3626074583512}]
[160,"2009-06-09",2,"Tuesday",1113,1108,1083,1059,1077,1082,1022,1093,1150,1157,1117,1120,1128,1134,1153,1150,1124,1109,1209,1236,1250,1191,1112,1080,27057,1226.5263582412767,"s2","d1","s2d1",null,null,null,null,null,null,null,null,null,null,null,null,null,null,null,null,null,null,null,null,null,null,null,null,null,null,null,null,null,null,null,null,null,null,null,null,null,null,null,null,null,null,7,15,159,{"$f":"OFFSET(LoadCurve!$D$1,IF($CA$1,BX161,366-BX161),BY161)","v":1186},{"$f":"IF(BZ161=SUMIF(LoadCurve!$AQ$51:$AQ$90,CB160,LoadCurve!$BK$51:$BK$90),CB160+1,CB160)","v":2},1340,{"$f":"SUMIF(LoadCurve!$AQ$51:$AQ$90,CB161,LoadCurve!$BJ$51:$BJ$90)","v":1265.3626074583512}]
[161,"2009-06-10",3,"Wednesday",1016,1016,966,994,1025,1035,1009,1092,1116,1161,1130,1102,1074,1100,1121,1127,1108,1075,1209,1231,1257,1181,1175,1080,26400,1224.7737224171492,"s2","d1","s2d1",null,null,null,null,null,null,null,null,null,null,null,null,null,null,null,null,null,null,null,null,null,null,null,null,null,null,null,null,null,null,null,null,null,null,null,null,null,null,null,null,null,null,7,16,160,{"$f":"OFFSET(LoadCurve!$D$1,IF($CA$1,BX162,366-BX162),BY162)","v":1135},{"$f":"IF(BZ162=SUMIF(LoadCurve!$AQ$51:$AQ$90,CB161,LoadCurve!$BK$51:$BK$90),CB161+1,CB161)","v":2},1339.3,{"$f":"SUMIF(LoadCurve!$AQ$51:$AQ$90,CB162,LoadCurve!$BJ$51:$BJ$90)","v":1265.3626074583512}]
[162,"2009-06-11",4,"Thursday",1109,1062,1041,1037,1006,1009,1004,1055,1084,1109,1069,1070,1037,1021,1040,1053,947,1010,1166,1161,1130,1066,1047,970,25303,1218.8963501754342,"s2","d1","s2d1",null,null,null,null,null,null,null,null,null,null,null,null,null,null,null,null,null,null,null,null,null,null,null,null,null,null,null,null,null,null,null,null,null,null,null,null,null,null,null,null,null,null,7,17,161,{"$f":"OFFSET(LoadCurve!$D$1,IF($CA$1,BX163,366-BX163),BY163)","v":1091},{"$f":"IF(BZ163=SUMIF(LoadCurve!$AQ$51:$AQ$90,CB162,LoadCurve!$BK$51:$BK$90),CB162+1,CB162)","v":2},1339,{"$f":"SUMIF(LoadCurve!$AQ$51:$AQ$90,CB163,LoadCurve!$BJ$51:$BJ$90)","v":1265.3626074583512}]
[163,"2009-06-12",5,"Friday",940,951,930,924,942,968,943,981,1047,1049,1077,1072,961,956,1003,1059,1067,1035,1185,1201,1185,1156,1105,1064,24801,1215.5067151578908,"s2","d1","s2d1",null,null,null,null,null,null,null,null,null,null,null,null,null,null,null,null,null,null,null,null,null,null,null,null,null,null,null,null,null,null,null,null,null,null,null,null,null,null,null,null,null,null,7,18,162,{"$f":"OFFSET(LoadCurve!$D$1,IF($CA$1,BX164,366-BX164),BY164)","v":1100},{"$f":"IF(BZ164=SUMIF(LoadCurve!$AQ$51:$AQ$90,CB163,LoadCurve!$BK$51:$BK$90),CB163+1,CB163)","v":2},1339,{"$f":"SUMIF(LoadCurve!$AQ$51:$AQ$90,CB164,LoadCurve!$BJ$51:$BJ$90)","v":1265.3626074583512}]
[164,"2009-06-13",6,"Saturday",1031,1016,1007,969,989,957,916,925,938,920,937,931,925,943,952,941,946,991,1129,1122,1111,1101,1087,1038,23822,1206.8560436421019,"s2","d1","s2d1",null,null,null,null,null,null,null,null,null,null,null,null,null,null,null,null,null,null,null,null,null,null,null,null,null,null,null,null,null,null,null,null,null,null,null,null,null,null,null,null,null,null,7,19,163,{"$f":"OFFSET(LoadCurve!$D$1,IF($CA$1,BX165,366-BX165),BY165)","v":1258},{"$f":"IF(BZ165=SUMIF(LoadCurve!$AQ$51:$AQ$90,CB164,LoadCurve!$BK$51:$BK$90),CB164+1,CB164)","v":2},1339,{"$f":"SUMIF(LoadCurve!$AQ$51:$AQ$90,CB165,LoadCurve!$BJ$51:$BJ$90)","v":1265.3626074583512}]
[165,"2009-06-14",7,"Sunday",951,899,740,623,832,857,861,787,878,864,784,859,781,837,710,863,885,932,1184,1150,1157,1118,1089,1009,21650,1204.5704392778919,"s2","d1","s2d1",null,null,null,null,null,null,null,null,null,null,null,null,null,null,null,null,null,null,null,null,null,null,null,null,null,null,null,null,null,null,null,null,null,null,null,null,null,null,null,null,null,null,7,20,164,{"$f":"OFFSET(LoadCurve!$D$1,IF($CA$1,BX166,366-BX166),BY166)","v":1283},{"$f":"IF(BZ166=SUMIF(LoadCurve!$AQ$51:$AQ$90,CB165,LoadCurve!$BK$51:$BK$90),CB165+1,CB165)","v":2},1339,{"$f":"SUMIF(LoadCurve!$AQ$51:$AQ$90,CB166,LoadCurve!$BJ$51:$BJ$90)","v":1265.3626074583512}]
[166,"2009-06-15",1,"Monday",960,960,939,946,947,1004,948,961,1056,1079,1074,1070,1074,1085,1116,1153,1096,1071,1224,1248,1243,1170,1088,1016,25528,1206.5133953501029,"s2","d1","s2d1",null,null,null,null,null,null,null,null,null,null,null,null,null,null,null,null,null,null,null,null,null,null,null,null,null,null,null,null,null,null,null,null,null,null,null,null,null,null,null,null,null,null,7,21,165,{"$f":"OFFSET(LoadCurve!$D$1,IF($CA$1,BX167,366-BX167),BY167)","v":1262},{"$f":"IF(BZ167=SUMIF(LoadCurve!$AQ$51:$AQ$90,CB166,LoadCurve!$BK$51:$BK$90),CB166+1,CB166)","v":2},1339,{"$f":"SUMIF(LoadCurve!$AQ$51:$AQ$90,CB167,LoadCurve!$BJ$51:$BJ$90)","v":1265.3626074583512}]
[167,"2009-06-16",2,"Tuesday",988,955,921,903,901,939,943,950,1013,1007,1009,967,942,977,996,920,987,972,1206,1207,1194,1119,1085,1034,24135,1206.4620558150925,"s2","d1","s2d1",null,null,null,null,null,null,null,null,null,null,null,null,null,null,null,null,null,null,null,null,null,null,null,null,null,null,null,null,null,null,null,null,null,null,null,null,null,null,null,null,null,null,7,22,166,{"$f":"OFFSET(LoadCurve!$D$1,IF($CA$1,BX168,366-BX168),BY168)","v":1205},{"$f":"IF(BZ168=SUMIF(LoadCurve!$AQ$51:$AQ$90,CB167,LoadCurve!$BK$51:$BK$90),CB167+1,CB167)","v":2},1338.3,{"$f":"SUMIF(LoadCurve!$AQ$51:$AQ$90,CB168,LoadCurve!$BJ$51:$BJ$90)","v":1265.3626074583512}]
[168,"2009-06-17",3,"Wednesday",971,952,955,951,985,1027,965,973,1015,1025,1032,1049,1009,1032,1068,1100,1097,1062,1207,1243,1187,1190,1131,1038,25264,1206.5158502335833,"s2","d1","s2d1",null,null,null,null,null,null,null,null,null,null,null,null,null,null,null,null,null,null,null,null,null,null,null,null,null,null,null,null,null,null,null,null,null,null,null,null,null,null,null,null,null,null,7,23,167,{"$f":"OFFSET(LoadCurve!$D$1,IF($CA$1,BX169,366-BX169),BY169)","v":1133},{"$f":"IF(BZ169=SUMIF(LoadCurve!$AQ$51:$AQ$90,CB168,LoadCurve!$BK$51:$BK$90),CB168+1,CB168)","v":2},1338,{"$f":"SUMIF(LoadCurve!$AQ$51:$AQ$90,CB169,LoadCurve!$BJ$51:$BJ$90)","v":1265.3626074583512}]
[169,"2009-06-18",4,"Thursday",1024,983,969,960,993,995,960,985,1062,1083,1088,1086,1069,1063,1115,1118,1112,1094,1292,1285,1271,1249,1194,1074,26124,1215.0642652102249,"s2","d1","s2d1",null,null,null,null,null,null,null,null,null,null,null,null,null,null,null,null,null,null,null,null,null,null,null,null,null,null,null,null,null,null,null,null,null,null,null,null,null,null,null,null,null,null,7,24,168,{"$f":"OFFSET(LoadCurve!$D$1,IF($CA$1,BX170,366-BX170),BY170)","v":1094},{"$f":"IF(BZ170=SUMIF(LoadCurve!$AQ$51:$AQ$90,CB169,LoadCurve!$BK$51:$BK$90),CB169+1,CB169)","v":2},1338,{"$f":"SUMIF(LoadCurve!$AQ$51:$AQ$90,CB170,LoadCurve!$BJ$51:$BJ$90)","v":1265.3626074583512}]
[170,"2009-06-19",5,"Friday",1034,1045,996,979,1009,1040,1020,1048,1109,1148,1141,1160,1083,1117,1096,1124,1094,1106,1254,1285,1236,1142,1065,1013,26344,1218.9578386892026,"s2","d1","s2d1",null,null,null,null,null,null,null,null,null,null,null,null,null,null,null,null,null,null,null,null,null,null,null,null,null,null,null,null,null,null,null,null,null,null,null,null,null,null,null,null,null,null,8,1,169,{"$f":"OFFSET(LoadCurve!$D$1,IF($CA$1,BX171,366-BX171),BY171)","v":1048},{"$f":"IF(BZ171=SUMIF(LoadCurve!$AQ$51:$AQ$90,CB170,LoadCurve!$BK$51:$BK$90),CB170+1,CB170)","v":2},1338,{"$f":"SUMIF(LoadCurve!$AQ$51:$AQ$90,CB171,LoadCurve!$BJ$51:$BJ$90)","v":1265.3626074583512}]
[171,"2009-06-20",6,"Saturday",994,969,953,928,955,963,906,951,955,950,1001,1001,974,998,1009,1025,1030,1032,1225,1180,1205,1185,1106,1050,24545,1219.5620548202824,"s2","d1","s2d1",null,null,null,null,null,null,null,null,null,null,null,null,null,null,null,null,null,null,null,null,null,null,null,null,null,null,null,null,null,null,null,null,null,null,null,null,null,null,null,null,null,null,8,2,170,{"$f":"OFFSET(LoadCurve!$D$1,IF($CA$1,BX172,366-BX172),BY172)","v":1048},{"$f":"IF(BZ172=SUMIF(LoadCurve!$AQ$51:$AQ$90,CB171,LoadCurve!$BK$51:$BK$90),CB171+1,CB171)","v":2},1338,{"$f":"SUMIF(LoadCurve!$AQ$51:$AQ$90,CB172,LoadCurve!$BJ$51:$BJ$90)","v":1265.3626074583512}]
[172,"2009-06-21",7,"Sunday",937,869,848,825,849,849,801,813,783,757,727,789,848,829,877,978,983,1019,1163,1126,1152,1100,1058,974,21954,1213.905849338254,"s2","d1","s2d1",null,null,null,null,null,null,null,null,null,null,null,null,null,null,null,null,null,null,null,null,null,null,null,null,null,null,null,null,null,null,null,null,null,null,null,null,null,null,null,null,null,null,8,3,171,{"$f":"OFFSET(LoadCurve!$D$1,IF($CA$1,BX173,366-BX173),BY173)","v":1022},{"$f":"IF(BZ173=SUMIF(LoadCurve!$AQ$51:$AQ$90,CB172,LoadCurve!$BK$51:$BK$90),CB172+1,CB172)","v":2},1337,{"$f":"SUMIF(LoadCurve!$AQ$51:$AQ$90,CB173,LoadCurve!$BJ$51:$BJ$90)","v":1265.3626074583512}]
[173,"2009-06-22",1,"Monday",933,944,941,918,959,974,988,1041,961,1093,1028,1038,1026,1101,1114,1150,1106,1120,1250,1276,1279,1221,1190,1096,25747,1217.5152644044288,"s2","d1","s2d1",null,null,null,null,null,null,null,null,null,null,null,null,null,null,null,null,null,null,null,null,null,null,null,null,null,null,null,null,null,null,null,null,null,null,null,null,null,null,null,null,null,null,8,4,172,{"$f":"OFFSET(LoadCurve!$D$1,IF($CA$1,BX174,366-BX174),BY174)","v":998},{"$f":"IF(BZ174=SUMIF(LoadCurve!$AQ$51:$AQ$90,CB173,LoadCurve!$BK$51:$BK$90),CB173+1,CB173)","v":2},1337,{"$f":"SUMIF(LoadCurve!$AQ$51:$AQ$90,CB174,LoadCurve!$BJ$51:$BJ$90)","v":1265.3626074583512}]
[174,"2009-06-23",2,"Tuesday",1077,1122,1054,1032,1053,1064,1037,1051,1097,1126,1086,1095,1097,1130,1164,1160,1129,1124,1293,1293,1299,1260,1181,1143,27167,1225.0637379639859,"s2","d1","s2d1",null,null,null,null,null,null,null,null,null,null,null,null,null,null,null,null,null,null,null,null,null,null,null,null,null,null,null,null,null,null,null,null,null,null,null,null,null,null,null,null,null,null,8,5,173,{"$f":"OFFSET(LoadCurve!$D$1,IF($CA$1,BX175,366-BX175),BY175)","v":1012},{"$f":"IF(BZ175=SUMIF(LoadCurve!$AQ$51:$AQ$90,CB174,LoadCurve!$BK$51:$BK$90),CB174+1,CB174)","v":2},1336.7,{"$f":"SUMIF(LoadCurve!$AQ$51:$AQ$90,CB175,LoadCurve!$BJ$51:$BJ$90)","v":1265.3626074583512}]
[175,"2009-06-24",3,"Wednesday",1103,1084,1060,1060,1061,1047,859,916,988,1025,1013,1051,834,958,1030,1053,1047,1074,1193,1247,1229,1202,1128,1067,25329,1221.8573641675873,"s2","d1","s2d1",null,null,null,null,null,null,null,null,null,null,null,null,null,null,null,null,null,null,null,null,null,null,null,null,null,null,null,null,null,null,null,null,null,null,null,null,null,null,null,null,null,null,8,6,174,{"$f":"OFFSET(LoadCurve!$D$1,IF($CA$1,BX176,366-BX176),BY176)","v":1062},{"$f":"IF(BZ176=SUMIF(LoadCurve!$AQ$51:$AQ$90,CB175,LoadCurve!$BK$51:$BK$90),CB175+1,CB175)","v":2},1336,{"$f":"SUMIF(LoadCurve!$AQ$51:$AQ$90,CB176,LoadCurve!$BJ$51:$BJ$90)","v":1265.3626074583512}]
[176,"2009-06-25",4,"Thursday",1038,1018,990,971,1000,1003,733,912,825,932,986,703,924,934,1046,1047,1033,1014,1124,1192,1180,1136,1075,1016,23832,1212.0716277508286,"s2","d1","s2d1",null,null,null,null,null,null,null,null,null,null,null,null,null,null,null,null,null,null,null,null,null,null,null,null,null,null,null,null,null,null,null,null,null,null,null,null,null,null,null,null,null,null,8,7,175,{"$f":"OFFSET(LoadCurve!$D$1,IF($CA$1,BX177,366-BX177),BY177)","v":985},{"$f":"IF(BZ177=SUMIF(LoadCurve!$AQ$51:$AQ$90,CB176,LoadCurve!$BK$51:$BK$90),CB176+1,CB176)","v":2},1335,{"$f":"SUMIF(LoadCurve!$AQ$51:$AQ$90,CB177,LoadCurve!$BJ$51:$BJ$90)","v":1265.3626074583512}]
[177,"2009-06-26",5,"Friday",941,942,912,932,968,981,1038,963,1012,987,995,990,1044,1005,1008,1036,1023,1040,1193,1176,1072,1057,983,940,24238,1210.1644649757457,"s2","d1","s2d1",null,null,null,null,null,null,null,null,null,null,null,null,null,null,null,null,null,null,null,null,null,null,null,null,null,null,null,null,null,null,null,null,null,null,null,null,null,null,null,null,null,null,8,8,176,{"$f":"OFFSET(LoadCurve!$D$1,IF($CA$1,BX178,366-BX178),BY178)","v":1055.5},{"$f":"IF(BZ178=SUMIF(LoadCurve!$AQ$51:$AQ$90,CB177,LoadCurve!$BK$51:$BK$90),CB177+1,CB177)","v":2},1335,{"$f":"SUMIF(LoadCurve!$AQ$51:$AQ$90,CB178,LoadCurve!$BJ$51:$BJ$90)","v":1265.3626074583512}]
[178,"2009-06-27",6,"Saturday",909,860,871,877,885,903,867,878,895,967,980,984,963,934,950,956,954,1009,1226,1218,1210,1163,1090,1014,23563,1211.7480184781709,"s2","d1","s2d1",null,null,null,null,null,null,null,null,null,null,null,null,null,null,null,null,null,null,null,null,null,null,null,null,null,null,null,null,null,null,null,null,null,null,null,null,null,null,null,null,null,null,8,9,177,{"$f":"OFFSET(LoadCurve!$D$1,IF($CA$1,BX179,366-BX179),BY179)","v":1106.5},{"$f":"IF(BZ179=SUMIF(LoadCurve!$AQ$51:$AQ$90,CB178,LoadCurve!$BK$51:$BK$90),CB178+1,CB178)","v":2},1335,{"$f":"SUMIF(LoadCurve!$AQ$51:$AQ$90,CB179,LoadCurve!$BJ$51:$BJ$90)","v":1265.3626074583512}]
[179,"2009-06-28",7,"Sunday",935,922,906,892,906,928,864,925,876,818,808,811,804,826,819,871,883,910,1083,1087,1077,1015,932,882,21780,1198.8732166303539,"s2","d1","s2d1",null,null,null,null,null,null,null,null,null,null,null,null,null,null,null,null,null,null,null,null,null,null,null,null,null,null,null,null,null,null,null,null,null,null,null,null,null,null,null,null,null,null,8,10,178,{"$f":"OFFSET(LoadCurve!$D$1,IF($CA$1,BX180,366-BX180),BY180)","v":1115.5},{"$f":"IF(BZ180=SUMIF(LoadCurve!$AQ$51:$AQ$90,CB179,LoadCurve!$BK$51:$BK$90),CB179+1,CB179)","v":2},1334.3,{"$f":"SUMIF(LoadCurve!$AQ$51:$AQ$90,CB180,LoadCurve!$BJ$51:$BJ$90)","v":1265.3626074583512}]
[180,"2009-06-29",1,"Monday",831,822,816,823,874,968,939,930,975,975,1008,1012,997,1019,1029,1038,1013,1056,1130.7,1141.5,1143,1058,1061,1002,23661.200000000001,1192.0558949673184,"s2","d1","s2d1",null,null,null,null,null,null,null,null,null,null,null,null,null,null,null,null,null,null,null,null,null,null,null,null,null,null,null,null,null,null,null,null,null,null,null,null,null,null,null,null,null,null,8,11,179,{"$f":"OFFSET(LoadCurve!$D$1,IF($CA$1,BX181,366-BX181),BY181)","v":1153.5},{"$f":"IF(BZ181=SUMIF(LoadCurve!$AQ$51:$AQ$90,CB180,LoadCurve!$BK$51:$BK$90),CB180+1,CB180)","v":2},1334,{"$f":"SUMIF(LoadCurve!$AQ$51:$AQ$90,CB181,LoadCurve!$BJ$51:$BJ$90)","v":1265.3626074583512}]
[181,"2009-06-30",2,"Tuesday",955,957,925,936,971,1015,995,978,985,1002,950,972,980,989,1022,986,978,958,1068,1050,1074,1058,990,949,23743,1179.6503054705865,"s2","d1","s2d1",null,null,null,null,null,null,null,null,null,null,null,null,null,null,null,null,null,null,null,null,null,null,null,null,null,null,null,null,null,null,null,null,null,null,null,null,null,null,null,null,null,null,8,12,180,{"$f":"OFFSET(LoadCurve!$D$1,IF($CA$1,BX182,366-BX182),BY182)","v":1159.5},{"$f":"IF(BZ182=SUMIF(LoadCurve!$AQ$51:$AQ$90,CB181,LoadCurve!$BK$51:$BK$90),CB181+1,CB181)","v":2},1334,{"$f":"SUMIF(LoadCurve!$AQ$51:$AQ$90,CB182,LoadCurve!$BJ$51:$BJ$90)","v":1265.3626074583512}]
[182,"2009-07-01",3,"Wednesday",907,909,900,892,907,894,856,900,915,884,894,937,918,946,942,951,925,918,1121,1176,1133,1095,1046,962,22928,1173.7852749235278,"s2","d1","s2d1",null,null,null,null,null,null,null,null,null,null,null,null,null,null,null,null,null,null,null,null,null,null,null,null,null,null,null,null,null,null,null,null,null,null,null,null,null,null,null,null,null,null,8,13,181,{"$f":"OFFSET(LoadCurve!$D$1,IF($CA$1,BX183,366-BX183),BY183)","v":1151.5},{"$f":"IF(BZ183=SUMIF(LoadCurve!$AQ$51:$AQ$90,CB182,LoadCurve!$BK$51:$BK$90),CB182+1,CB182)","v":2},1333.9,{"$f":"SUMIF(LoadCurve!$AQ$51:$AQ$90,CB183,LoadCurve!$BJ$51:$BJ$90)","v":1265.3626074583512}]
[183,"2009-07-02",4,"Thursday",954,923,921,900,951,890,976,990,1063,1071,1077,1050,1055,1068,1093,1095,1096,1047,1171,1209,1201,1163,1119,1076,25159,1173.506747431175,"s2","d1","s2d1",null,null,null,null,null,null,null,null,null,null,null,null,null,null,null,null,null,null,null,null,null,null,null,null,null,null,null,null,null,null,null,null,null,null,null,null,null,null,null,null,null,null,8,14,182,{"$f":"OFFSET(LoadCurve!$D$1,IF($CA$1,BX184,366-BX184),BY184)","v":1146.5},{"$f":"IF(BZ184=SUMIF(LoadCurve!$AQ$51:$AQ$90,CB183,LoadCurve!$BK$51:$BK$90),CB183+1,CB183)","v":2},1333.4,{"$f":"SUMIF(LoadCurve!$AQ$51:$AQ$90,CB184,LoadCurve!$BJ$51:$BJ$90)","v":1265.3626074583512}]
[184,"2009-07-03",5,"Friday",1019,1004,989,965,1001,1039,990,1015,1052,1052,1076,1094,1041,1091,1087,1088,1054,1053,1155,1192,1221,1219,1201,1112,25810,1171.6560726880575,"s2","d1","s2d1",null,null,null,null,null,null,null,null,null,null,null,null,null,null,null,null,null,null,null,null,null,null,null,null,null,null,null,null,null,null,null,null,null,null,null,null,null,null,null,null,null,null,8,15,183,{"$f":"OFFSET(LoadCurve!$D$1,IF($CA$1,BX185,366-BX185),BY185)","v":1159.5},{"$f":"IF(BZ185=SUMIF(LoadCurve!$AQ$51:$AQ$90,CB184,LoadCurve!$BK$51:$BK$90),CB184+1,CB184)","v":2},1333,{"$f":"SUMIF(LoadCurve!$AQ$51:$AQ$90,CB185,LoadCurve!$BJ$51:$BJ$90)","v":1265.3626074583512}]
[185,"2009-07-04",6,"Saturday",970,1004,969,960,972,932,876,906,940,937,956,984,970,975,968,969,974,1005,1160,1141,1155,1097,1097,1009,23926,1170.4904654192519,"s2","d1","s2d1",null,null,null,null,null,null,null,null,null,null,null,null,null,null,null,null,null,null,null,null,null,null,null,null,null,null,null,null,null,null,null,null,null,null,null,null,null,null,null,null,null,null,8,16,184,{"$f":"OFFSET(LoadCurve!$D$1,IF($CA$1,BX186,366-BX186),BY186)","v":1154},{"$f":"IF(BZ186=SUMIF(LoadCurve!$AQ$51:$AQ$90,CB185,LoadCurve!$BK$51:$BK$90),CB185+1,CB185)","v":2},1333,{"$f":"SUMIF(LoadCurve!$AQ$51:$AQ$90,CB186,LoadCurve!$BJ$51:$BJ$90)","v":1265.3626074583512}]
[186,"2009-07-05",7,"Sunday",979,942,920,932,943,956,835,934,911,857,847,864,870,882,881,914,914,935,1118,1192,1191,1153,919,994,22883,1165.2414188773266,"s2","d1","s2d1",null,null,null,null,null,null,null,null,null,null,null,null,null,null,null,null,null,null,null,null,null,null,null,null,null,null,null,null,null,null,null,null,null,null,null,null,null,null,null,null,null,null,8,17,185,{"$f":"OFFSET(LoadCurve!$D$1,IF($CA$1,BX187,366-BX187),BY187)","v":1125},{"$f":"IF(BZ187=SUMIF(LoadCurve!$AQ$51:$AQ$90,CB186,LoadCurve!$BK$51:$BK$90),CB186+1,CB186)","v":2},1333,{"$f":"SUMIF(LoadCurve!$AQ$51:$AQ$90,CB187,LoadCurve!$BJ$51:$BJ$90)","v":1265.3626074583512}]
[187,"2009-07-06",1,"Monday",934,903,890,889,930,985,963,976,1052,1076,1078,1054,1029,1064,1076,1093,1083,1072,1213,1229,1191,1152,1051,1026,25009,1170.0172769895939,"s2","d1","s2d1",null,null,null,null,null,null,null,null,null,null,null,null,null,null,null,null,null,null,null,null,null,null,null,null,null,null,null,null,null,null,null,null,null,null,null,null,null,null,null,null,null,null,8,18,186,{"$f":"OFFSET(LoadCurve!$D$1,IF($CA$1,BX188,366-BX188),BY188)","v":1133},{"$f":"IF(BZ188=SUMIF(LoadCurve!$AQ$51:$AQ$90,CB187,LoadCurve!$BK$51:$BK$90),CB187+1,CB187)","v":2},1332.7,{"$f":"SUMIF(LoadCurve!$AQ$51:$AQ$90,CB188,LoadCurve!$BJ$51:$BJ$90)","v":1265.3626074583512}]
[188,"2009-07-07",2,"Tuesday",977,956,954,918,951,1007,986,1004,1027,1055,1078,1089,1021,1136,1122,1136,1114,1047,1253,1282,1259,1209,1070,1054,25705,1178.3155492906346,"s2","d1","s2d1",null,null,null,null,null,null,null,null,null,null,null,null,null,null,null,null,null,null,null,null,null,null,null,null,null,null,null,null,null,null,null,null,null,null,null,null,null,null,null,null,null,null,8,19,187,{"$f":"OFFSET(LoadCurve!$D$1,IF($CA$1,BX189,366-BX189),BY189)","v":1305},{"$f":"IF(BZ189=SUMIF(LoadCurve!$AQ$51:$AQ$90,CB188,LoadCurve!$BK$51:$BK$90),CB188+1,CB188)","v":2},1332,{"$f":"SUMIF(LoadCurve!$AQ$51:$AQ$90,CB189,LoadCurve!$BJ$51:$BJ$90)","v":1265.3626074583512}]
[189,"2009-07-08",3,"Wednesday",1029,963,975,963,971,1028,969,974,1003,1018,1019,987,934,961,974,996,984,986,1178,1148,1160,1080,1020,969,24289,1178.2839943615711,"s2","d1","s2d1",null,null,null,null,null,null,null,null,null,null,null,null,null,null,null,null,null,null,null,null,null,null,null,null,null,null,null,null,null,null,null,null,null,null,null,null,null,null,null,null,null,null,8,20,188,{"$f":"OFFSET(LoadCurve!$D$1,IF($CA$1,BX190,366-BX190),BY190)","v":1309},{"$f":"IF(BZ190=SUMIF(LoadCurve!$AQ$51:$AQ$90,CB189,LoadCurve!$BK$51:$BK$90),CB189+1,CB189)","v":2},1332,{"$f":"SUMIF(LoadCurve!$AQ$51:$AQ$90,CB190,LoadCurve!$BJ$51:$BJ$90)","v":1265.3626074583512}]
[190,"2009-07-09",4,"Thursday",908,900,894,906,918,1010,968,967,998,993,1005,1004,965,1049,1019,1019,1033,1014,1173,1123,1144,1081,1052,978,24121,1177.755594925414,"s2","d1","s2d1",null,null,null,null,null,null,null,null,null,null,null,null,null,null,null,null,null,null,null,null,null,null,null,null,null,null,null,null,null,null,null,null,null,null,null,null,null,null,null,null,null,null,8,21,189,{"$f":"OFFSET(LoadCurve!$D$1,IF($CA$1,BX191,366-BX191),BY191)","v":1319},{"$f":"IF(BZ191=SUMIF(LoadCurve!$AQ$51:$AQ$90,CB190,LoadCurve!$BK$51:$BK$90),CB190+1,CB190)","v":2},1332,{"$f":"SUMIF(LoadCurve!$AQ$51:$AQ$90,CB191,LoadCurve!$BJ$51:$BJ$90)","v":1265.3626074583512}]
[191,"2009-07-10",5,"Friday",922,909,917,795,839,981,945,949,984,1005,997,992,973,979,980,991,998,1054,1171,1166,1143,1101,1016,970,23777,1177.0800354328726,"s2","d1","s2d1",null,null,null,null,null,null,null,null,null,null,null,null,null,null,null,null,null,null,null,null,null,null,null,null,null,null,null,null,null,null,null,null,null,null,null,null,null,null,null,null,null,null,8,22,190,{"$f":"OFFSET(LoadCurve!$D$1,IF($CA$1,BX192,366-BX192),BY192)","v":1256},{"$f":"IF(BZ192=SUMIF(LoadCurve!$AQ$51:$AQ$90,CB191,LoadCurve!$BK$51:$BK$90),CB191+1,CB191)","v":2},1332,{"$f":"SUMIF(LoadCurve!$AQ$51:$AQ$90,CB192,LoadCurve!$BJ$51:$BJ$90)","v":1265.3626074583512}]
[192,"2009-07-11",6,"Saturday",900,889,876,881,893,910,884,899,914,929.4,944.5,933,930,920,918,925,918,944,1072,1174,1167,1114,1030,998,22962.9,1166.5720318895853,"s2","d1","s2d1",null,null,null,null,null,null,null,null,null,null,null,null,null,null,null,null,null,null,null,null,null,null,null,null,null,null,null,null,null,null,null,null,null,null,null,null,null,null,null,null,null,null,8,23,191,{"$f":"OFFSET(LoadCurve!$D$1,IF($CA$1,BX193,366-BX193),BY193)","v":1179},{"$f":"IF(BZ193=SUMIF(LoadCurve!$AQ$51:$AQ$90,CB192,LoadCurve!$BK$51:$BK$90),CB192+1,CB192)","v":2},1332,{"$f":"SUMIF(LoadCurve!$AQ$51:$AQ$90,CB193,LoadCurve!$BJ$51:$BJ$90)","v":1265.3626074583512}]
[193,"2009-07-12",7,{"$f":"VLOOKUP(C194,weekdays,2,FALSE)","v":"Sunday"},893,872,851,847,868,877,858,876,867,750,721,748,782,798,840,840,857,878,1109,1146,1134,1100,987,923,{"$f":"SUM(E194:AB194)","v":21422},1160.814828700627,"s2","d1","s2d1",null,null,null,null,null,null,null,null,null,null,null,null,null,null,null,null,null,null,null,null,null,null,null,null,null,null,null,null,null,null,null,null,null,null,null,null,null,null,null,null,null,null,8,24,192,{"$f":"OFFSET(LoadCurve!$D$1,IF($CA$1,BX194,366-BX194),BY194)","v":1088},{"$f":"IF(BZ194=SUMIF(LoadCurve!$AQ$51:$AQ$90,CB193,LoadCurve!$BK$51:$BK$90),CB193+1,CB193)","v":2},1332,{"$f":"SUMIF(LoadCurve!$AQ$51:$AQ$90,CB194,LoadCurve!$BJ$51:$BJ$90)","v":1265.3626074583512}]
[194,"2009-07-13",{"$f":"WEEKDAY(B195,2)","v":1},"Monday",877,866,822,826,890,870,838,961,997,1034,1060,1010,999,1016,1042,1068,1054,1053,1196.3,1222,1214,1162,1087,1006,24170.3,1164.3633458305644,{"$f":"IF(AND(A195>$AJ$6,A195<$AJ$7),\"s2\",IF(A195<=$AJ$6,\"s1\",\"s3\"))","v":"s2"},"d1",{"$f":"AE195&AF195","v":"s2d1"},null,null,null,null,null,null,null,null,null,null,null,null,null,null,null,null,null,null,null,null,null,null,null,null,null,null,null,null,null,null,null,null,null,null,null,null,null,null,null,null,null,null,{"$f":"ROUNDDOWN((BZ195-1)/24,0)+1","v":9},1,193,{"$f":"OFFSET(LoadCurve!$D$1,IF($CA$1,BX195,366-BX195),BY195)","v":1073},{"$f":"IF(BZ195=SUMIF(LoadCurve!$AQ$51:$AQ$90,CB194,LoadCurve!$BK$51:$BK$90),CB194+1,CB194)","v":2},1332,{"$f":"SUMIF(LoadCurve!$AQ$51:$AQ$90,CB195,LoadCurve!$BJ$51:$BJ$90)","v":1265.3626074583512}]
[{"$f":"A195+1","v":195},"2009-07-14",2,"Tuesday",961,939,939,919,968,1002,977,1006,1030,1000,1008,1023,984,997,1043,924,998,1008,1180,1207,1205,1143,1081,1004,24546,1165.9270112475081,"s2","d1","s2d1",null,null,null,null,null,null,null,null,null,null,null,null,null,null,null,null,null,null,null,null,null,null,null,null,null,null,null,null,null,null,null,null,null,null,null,null,null,null,null,null,null,null,9,2,{"$f":"BZ195+1","v":194},{"$f":"OFFSET(LoadCurve!$D$1,IF($CA$1,BX196,366-BX196),BY196)","v":1042},{"$f":"IF(BZ196=SUMIF(LoadCurve!$AQ$51:$AQ$90,CB195,LoadCurve!$BK$51:$BK$90),CB195+1,CB195)","v":2},1331.1,{"$f":"SUMIF(LoadCurve!$AQ$51:$AQ$90,CB196,LoadCurve!$BJ$51:$BJ$90)","v":1265.3626074583512}]
[196,"2009-07-15",3,"Wednesday",931,951,923,910,950,1020,967,986,1026,1057,1019,1005,1009,990,1050,1003,1055,1038,1184,1225,1232,1144,1099,1037,24811,1167.7343101227573,"s2","d1","s2d1",null,null,null,null,null,null,null,null,null,null,null,null,null,null,null,null,null,null,null,null,null,null,null,null,null,null,null,null,null,null,null,null,null,null,null,null,null,null,null,null,null,null,9,3,195,{"$f":"OFFSET(LoadCurve!$D$1,IF($CA$1,BX197,366-BX197),BY197)","v":1000},{"$f":"IF(BZ197=SUMIF(LoadCurve!$AQ$51:$AQ$90,CB196,LoadCurve!$BK$51:$BK$90),CB196+1,CB196)","v":2},1331,{"$f":"SUMIF(LoadCurve!$AQ$51:$AQ$90,CB197,LoadCurve!$BJ$51:$BJ$90)","v":1265.3626074583512}]
[197,"2009-07-16",4,"Thursday",974,978,982,937,975,1059,973,968,1022,1063,1045,1089,1033,1041,1072,1087,1081,1031,1199,1225,1197,1180,1096,1036,25343,1170.8608791104816,"s2","d1","s2d1",null,null,null,null,null,null,null,null,null,null,null,null,null,null,null,null,null,null,null,null,null,null,null,null,null,null,null,null,null,null,null,null,null,null,null,null,null,null,null,null,null,null,9,4,196,{"$f":"OFFSET(LoadCurve!$D$1,IF($CA$1,BX198,366-BX198),BY198)","v":1013},{"$f":"IF(BZ198=SUMIF(LoadCurve!$AQ$51:$AQ$90,CB197,LoadCurve!$BK$51:$BK$90),CB197+1,CB197)","v":2},1331,{"$f":"SUMIF(LoadCurve!$AQ$51:$AQ$90,CB198,LoadCurve!$BJ$51:$BJ$90)","v":1265.3626074583512}]
[198,"2009-07-17",5,"Friday",986,984,969,959,977,1032,1007,1014,1035,1035,1030,1035,1008,984,100.1,1013.8,1019,1051,1195,1214,1190,1161,1073,1017,24088.9,1173.2747911994336,"s2","d1","s2d1",null,null,null,null,null,null,null,null,null,null,null,null,null,null,null,null,null,null,null,null,null,null,null,null,null,null,null,null,null,null,null,null,null,null,null,null,null,null,null,null,null,null,9,5,197,{"$f":"OFFSET(LoadCurve!$D$1,IF($CA$1,BX199,366-BX199),BY199)","v":1041},{"$f":"IF(BZ199=SUMIF(LoadCurve!$AQ$51:$AQ$90,CB198,LoadCurve!$BK$51:$BK$90),CB198+1,CB198)","v":2},1331,{"$f":"SUMIF(LoadCurve!$AQ$51:$AQ$90,CB199,LoadCurve!$BJ$51:$BJ$90)","v":1265.3626074583512}]
[199,"2009-07-18",6,"Saturday",972,988,984,943,930,986,938,948,942,988,921,924,928,935,929,932,929,983,1050,1105,1131.7,1105.3,1055,1008,23555,1160.9473120794903,"s2","d1","s2d1",null,null,null,null,null,null,null,null,null,null,null,null,null,null,null,null,null,null,null,null,null,null,null,null,null,null,null,null,null,null,null,null,null,null,null,null,null,null,null,null,null,null,9,6,198,{"$f":"OFFSET(LoadCurve!$D$1,IF($CA$1,BX200,366-BX200),BY200)","v":1145},{"$f":"IF(BZ200=SUMIF(LoadCurve!$AQ$51:$AQ$90,CB199,LoadCurve!$BK$51:$BK$90),CB199+1,CB199)","v":2},1330,{"$f":"SUMIF(LoadCurve!$AQ$51:$AQ$90,CB200,LoadCurve!$BJ$51:$BJ$90)","v":1265.3626074583512}]
[200,"2009-07-19",7,"Sunday",917,894,899,898,966,909,896,911,892,857,855,843,834,849,857,907,845,899,1145,1207,1200,1187,1063,1011,22741,1159.3525808715412,"s2","d1","s2d1",null,null,null,null,null,null,null,null,null,null,null,null,null,null,null,null,null,null,null,null,null,null,null,null,null,null,null,null,null,null,null,null,null,null,null,null,null,null,null,null,null,null,9,7,199,{"$f":"OFFSET(LoadCurve!$D$1,IF($CA$1,BX201,366-BX201),BY201)","v":1008},{"$f":"IF(BZ201=SUMIF(LoadCurve!$AQ$51:$AQ$90,CB200,LoadCurve!$BK$51:$BK$90),CB200+1,CB200)","v":2},1329.1,{"$f":"SUMIF(LoadCurve!$AQ$51:$AQ$90,CB201,LoadCurve!$BJ$51:$BJ$90)","v":1265.3626074583512}]
[201,"2009-07-20",1,"Monday",932,914,890,1049,954,1019,979,995,1053,1065,1064.2,1092.0999999999999,1070.9000000000001,1079,1085,1099,1053,1095,1249,1310,1281,1232,1100,1035,25695.200000000001,1168.3173227843872,"s2","d1","s2d1",null,null,null,null,null,null,null,null,null,null,null,null,null,null,null,null,null,null,null,null,null,null,null,null,null,null,null,null,null,null,null,null,null,null,null,null,null,null,null,null,null,null,9,8,200,{"$f":"OFFSET(LoadCurve!$D$1,IF($CA$1,BX202,366-BX202),BY202)","v":1048},{"$f":"IF(BZ202=SUMIF(LoadCurve!$AQ$51:$AQ$90,CB201,LoadCurve!$BK$51:$BK$90),CB201+1,CB201)","v":2},1329,{"$f":"SUMIF(LoadCurve!$AQ$51:$AQ$90,CB202,LoadCurve!$BJ$51:$BJ$90)","v":1265.3626074583512}]
[202,"2009-07-21",2,"Tuesday",1072,1021,993,1002,1040,1075,999,1033,1071,1092,1109,1111,1066,1076,1110,1065,1080,1042,1279,1219,1230,1179,1093,1045,26102,1179.3855905059486,"s2","d1","s2d1",null,null,null,null,null,null,null,null,null,null,null,null,null,null,null,null,null,null,null,null,null,null,null,null,null,null,null,null,null,null,null,null,null,null,null,null,null,null,null,null,null,null,9,9,201,{"$f":"OFFSET(LoadCurve!$D$1,IF($CA$1,BX203,366-BX203),BY203)","v":1069},{"$f":"IF(BZ203=SUMIF(LoadCurve!$AQ$51:$AQ$90,CB202,LoadCurve!$BK$51:$BK$90),CB202+1,CB202)","v":2},1328,{"$f":"SUMIF(LoadCurve!$AQ$51:$AQ$90,CB203,LoadCurve!$BJ$51:$BJ$90)","v":1265.3626074583512}]
[203,"2009-07-22",3,"Wednesday",986,968,958,979,1042,1096,1027,1019,1054,1040,1013,1036.9000000000001,1010,1072,1100,995,1034,1030,1245,1277,1165,1203,1117,1050,25516.9,1185.9470314553537,"s2","d1","s2d1",null,null,null,null,null,null,null,null,null,null,null,null,null,null,null,null,null,null,null,null,null,null,null,null,null,null,null,null,null,null,null,null,null,null,null,null,null,null,null,null,null,null,9,10,202,{"$f":"OFFSET(LoadCurve!$D$1,IF($CA$1,BX204,366-BX204),BY204)","v":1054},{"$f":"IF(BZ204=SUMIF(LoadCurve!$AQ$51:$AQ$90,CB203,LoadCurve!$BK$51:$BK$90),CB203+1,CB203)","v":2},1327.7,{"$f":"SUMIF(LoadCurve!$AQ$51:$AQ$90,CB204,LoadCurve!$BJ$51:$BJ$90)","v":1265.3626074583512}]
[204,"2009-07-23",4,"Thursday",997,958,963,962,973,1031,1012,1000,1036,1033,1068,1034,1023,1018,1043,1060,1050,1031,1191,1197.2,1210.9000000000001,1186.9000000000001,1135.9000000000001,1023,25236.900000000005,{"$f":"AD204*(1-$AH$1)+W205*$AH$1","v":1186.4523283098183},"s2","d1","s2d1",null,null,null,null,null,null,null,null,null,null,null,null,null,null,null,null,null,null,null,null,null,null,null,null,null,null,null,null,null,null,null,null,null,null,null,null,null,null,null,null,null,null,9,11,203,{"$f":"OFFSET(LoadCurve!$D$1,IF($CA$1,BX205,366-BX205),BY205)","v":1008},{"$f":"IF(BZ205=SUMIF(LoadCurve!$AQ$51:$AQ$90,CB204,LoadCurve!$BK$51:$BK$90),CB204+1,CB204)","v":2},1327.7,{"$f":"SUMIF(LoadCurve!$AQ$51:$AQ$90,CB205,LoadCurve!$BJ$51:$BJ$90)","v":1265.3626074583512}]
[205,"2009-07-24",5,"Friday",981,980,959,955,961,1020,991,994,1036,1043,1038,1062,1049,1059.4000000000001,1076,1091,1025,1079,1222.4000000000001,1281.2,1276.0999999999999,1233,1132.9000000000001,1070,25615.000000000004,1190.0470954788366,"s2","d1","s2d1",null,null,null,null,null,null,null,null,null,null,null,null,null,null,null,null,null,null,null,null,null,null,null,null,null,null,null,null,null,null,null,null,null,null,null,null,null,null,null,null,null,null,9,12,204,{"$f":"OFFSET(LoadCurve!$D$1,IF($CA$1,BX206,366-BX206),BY206)","v":1101},{"$f":"IF(BZ206=SUMIF(LoadCurve!$AQ$51:$AQ$90,CB205,LoadCurve!$BK$51:$BK$90),CB205+1,CB205)","v":2},1327.4,{"$f":"SUMIF(LoadCurve!$AQ$51:$AQ$90,CB206,LoadCurve!$BJ$51:$BJ$90)","v":1265.3626074583512}]
[206,"2009-07-25",6,"Saturday",970,992,976,973,970,992,939,931,935,958,959,936,929,911,914,887,915,946,1159,1218,1196,1141,1052,1004,23803,1186.9423859309532,"s2","d1","s2d1",null,null,null,null,null,null,null,null,null,null,null,null,null,null,null,null,null,null,null,null,null,null,null,null,null,null,null,null,null,null,null,null,null,null,null,null,null,null,null,null,null,null,9,13,205,{"$f":"OFFSET(LoadCurve!$D$1,IF($CA$1,BX207,366-BX207),BY207)","v":1101},{"$f":"IF(BZ207=SUMIF(LoadCurve!$AQ$51:$AQ$90,CB206,LoadCurve!$BK$51:$BK$90),CB206+1,CB206)","v":2},1327.2,{"$f":"SUMIF(LoadCurve!$AQ$51:$AQ$90,CB207,LoadCurve!$BJ$51:$BJ$90)","v":1265.3626074583512}]
[207,"2009-07-26",7,"Sunday",906,924,907,905,900,934,892,898,883,820,822,821,780,835,866,875,879,921,1199.9000000000001,1164.2,1155.8,1070,974,917,22248.9,1188.238147337858,"s2","d1","s2d1",null,null,null,null,null,null,null,null,null,null,null,null,null,null,null,null,null,null,null,null,null,null,null,null,null,null,null,null,null,null,null,null,null,null,null,null,null,null,null,null,null,null,9,14,206,{"$f":"OFFSET(LoadCurve!$D$1,IF($CA$1,BX208,366-BX208),BY208)","v":1097},{"$f":"IF(BZ208=SUMIF(LoadCurve!$AQ$51:$AQ$90,CB207,LoadCurve!$BK$51:$BK$90),CB207+1,CB207)","v":2},1327,{"$f":"SUMIF(LoadCurve!$AQ$51:$AQ$90,CB208,LoadCurve!$BJ$51:$BJ$90)","v":1265.3626074583512}]
[208,"2009-07-27",1,"Monday",870,882,878,860,892,976,966,983,999,1026,1011.5,999,991,982,987,1016,943,982,1172,1238,1194,1211,1041,972,24071.5,1186.6143326040722,"s2","d1","s2d1",null,null,null,null,null,null,null,null,null,null,null,null,null,null,null,null,null,null,null,null,null,null,null,null,null,null,null,null,null,null,null,null,null,null,null,null,null,null,null,null,null,null,9,15,207,{"$f":"OFFSET(LoadCurve!$D$1,IF($CA$1,BX209,366-BX209),BY209)","v":1100},{"$f":"IF(BZ209=SUMIF(LoadCurve!$AQ$51:$AQ$90,CB208,LoadCurve!$BK$51:$BK$90),CB208+1,CB208)","v":2},1327,{"$f":"SUMIF(LoadCurve!$AQ$51:$AQ$90,CB209,LoadCurve!$BJ$51:$BJ$90)","v":1265.3626074583512}]
[209,"2009-07-28",2,"Tuesday",924,925,894,910,984,1013,992,990,1008,1032,1020,997,1002,1002,987,977,996,986,1178.5999999999999,1225.4000000000001,1207.3,1141,1064,980,24435.3,1185.8128993436649,"s2","d1","s2d1",null,null,null,null,null,null,null,null,null,null,null,null,null,null,null,null,null,null,null,null,null,null,null,null,null,null,null,null,null,null,null,null,null,null,null,null,null,null,null,null,null,null,9,16,208,{"$f":"OFFSET(LoadCurve!$D$1,IF($CA$1,BX210,366-BX210),BY210)","v":1110},{"$f":"IF(BZ210=SUMIF(LoadCurve!$AQ$51:$AQ$90,CB209,LoadCurve!$BK$51:$BK$90),CB209+1,CB209)","v":2},1327,{"$f":"SUMIF(LoadCurve!$AQ$51:$AQ$90,CB210,LoadCurve!$BJ$51:$BJ$90)","v":1265.3626074583512}]
[210,"2009-07-29",3,"Wednesday",932,905,898,905,982,990,958,921,947,941,954,956,948,944,949,974,991,858,1177,1205,1172,1123,1030,1021,23681,1184.9316094092985,"s2","d1","s2d1",null,null,null,null,null,null,null,null,null,null,null,null,null,null,null,null,null,null,null,null,null,null,null,null,null,null,null,null,null,null,null,null,null,null,null,null,null,null,null,null,null,null,9,17,209,{"$f":"OFFSET(LoadCurve!$D$1,IF($CA$1,BX211,366-BX211),BY211)","v":1099},{"$f":"IF(BZ211=SUMIF(LoadCurve!$AQ$51:$AQ$90,CB210,LoadCurve!$BK$51:$BK$90),CB210+1,CB210)","v":2},1326.4,{"$f":"SUMIF(LoadCurve!$AQ$51:$AQ$90,CB211,LoadCurve!$BJ$51:$BJ$90)","v":1265.3626074583512}]
[211,"2009-07-30",4,"Thursday",971,950,954,962,978,1048,1021,1065,1075,1079,1082,1011,1030,1013,1047,1057,1076,1048,1199,1216,1202,1120,1085,1022,25311,1186.3384484683688,"s2","d1","s2d1",null,null,null,null,null,null,null,null,null,null,null,null,null,null,null,null,null,null,null,null,null,null,null,null,null,null,null,null,null,null,null,null,null,null,null,null,null,null,null,null,null,null,9,18,210,{"$f":"OFFSET(LoadCurve!$D$1,IF($CA$1,BX212,366-BX212),BY212)","v":1111},{"$f":"IF(BZ212=SUMIF(LoadCurve!$AQ$51:$AQ$90,CB211,LoadCurve!$BK$51:$BK$90),CB211+1,CB211)","v":2},1326,{"$f":"SUMIF(LoadCurve!$AQ$51:$AQ$90,CB212,LoadCurve!$BJ$51:$BJ$90)","v":1265.3626074583512}]
[212,"2009-07-31",5,"Friday",974,941,933,898,938,987,972,952,1002,1003,973,976,937,930,954,960,956,975,1135,1159,1153,1106,980,943,23737,1181.204603621532,"s2","d1","s2d1",null,null,null,null,null,null,null,null,null,null,null,null,null,null,null,null,null,null,null,null,null,null,null,null,null,null,null,null,null,null,null,null,null,null,null,null,null,null,null,null,null,null,9,19,211,{"$f":"OFFSET(LoadCurve!$D$1,IF($CA$1,BX213,366-BX213),BY213)","v":1265},{"$f":"IF(BZ213=SUMIF(LoadCurve!$AQ$51:$AQ$90,CB212,LoadCurve!$BK$51:$BK$90),CB212+1,CB212)","v":2},1326,{"$f":"SUMIF(LoadCurve!$AQ$51:$AQ$90,CB213,LoadCurve!$BJ$51:$BJ$90)","v":1265.3626074583512}]
[213,"2009-08-01",6,"Saturday",902,888,887,891,900,911,855,892,888,902,871,886,868,867,883,871,881,922,1157.9000000000001,1175.5,1153.4000000000001,1088,1038,966,22543.800000000003,1178.8741432593788,"s2","d1","s2d1",null,null,null,null,null,null,null,null,null,null,null,null,null,null,null,null,null,null,null,null,null,null,null,null,null,null,null,null,null,null,null,null,null,null,null,null,null,null,null,null,null,null,9,20,212,{"$f":"OFFSET(LoadCurve!$D$1,IF($CA$1,BX214,366-BX214),BY214)","v":1279},{"$f":"IF(BZ214=SUMIF(LoadCurve!$AQ$51:$AQ$90,CB213,LoadCurve!$BK$51:$BK$90),CB213+1,CB213)","v":2},1325.3,{"$f":"SUMIF(LoadCurve!$AQ$51:$AQ$90,CB214,LoadCurve!$BJ$51:$BJ$90)","v":1265.3626074583512}]
[214,"2009-08-02",7,"Sunday",889,874,857,852,855,896,849,879,845,838,820,818,835,832,845,852,846,884,1096,1124,1132,1070,990,885,21663,1170.5867289334408,"s2","d1","s2d1",null,null,null,null,null,null,null,null,null,null,null,null,null,null,null,null,null,null,null,null,null,null,null,null,null,null,null,null,null,null,null,null,null,null,null,null,null,null,null,null,null,null,9,21,213,{"$f":"OFFSET(LoadCurve!$D$1,IF($CA$1,BX215,366-BX215),BY215)","v":1291},{"$f":"IF(BZ215=SUMIF(LoadCurve!$AQ$51:$AQ$90,CB214,LoadCurve!$BK$51:$BK$90),CB214+1,CB214)","v":2},1325,{"$f":"SUMIF(LoadCurve!$AQ$51:$AQ$90,CB215,LoadCurve!$BJ$51:$BJ$90)","v":1265.3626074583512}]
[215,"2009-08-03",1,"Monday",895,873,841,813,869,952,945,959,988,996,1031,1021,1005,1021,1035,1033,1018,1039,1224,1243,1225,1165,1066,1013,24270,1175.9280560400969,"s2","d1","s2d1",null,null,null,null,null,null,null,null,null,null,null,null,null,null,null,null,null,null,null,null,null,null,null,null,null,null,null,null,null,null,null,null,null,null,null,null,null,null,null,null,null,null,9,22,214,{"$f":"OFFSET(LoadCurve!$D$1,IF($CA$1,BX216,366-BX216),BY216)","v":1223},{"$f":"IF(BZ216=SUMIF(LoadCurve!$AQ$51:$AQ$90,CB215,LoadCurve!$BK$51:$BK$90),CB215+1,CB215)","v":2},1324.9,{"$f":"SUMIF(LoadCurve!$AQ$51:$AQ$90,CB216,LoadCurve!$BJ$51:$BJ$90)","v":1265.3626074583512}]
[216,"2009-08-04",2,"Tuesday",941,912,898,913,953,994,981,973,989,926,993,958,977,991,985,1003,972,930,1224,1185,1171,1108,992,924,23893,1180.7352504360872,"s2","d1","s2d1",null,null,null,null,null,null,null,null,null,null,null,null,null,null,null,null,null,null,null,null,null,null,null,null,null,null,null,null,null,null,null,null,null,null,null,null,null,null,null,null,null,null,9,23,215,{"$f":"OFFSET(LoadCurve!$D$1,IF($CA$1,BX217,366-BX217),BY217)","v":1166},{"$f":"IF(BZ217=SUMIF(LoadCurve!$AQ$51:$AQ$90,CB216,LoadCurve!$BK$51:$BK$90),CB216+1,CB216)","v":2},1324.6,{"$f":"SUMIF(LoadCurve!$AQ$51:$AQ$90,CB217,LoadCurve!$BJ$51:$BJ$90)","v":1265.3626074583512}]
[217,"2009-08-05",3,"Wednesday",898,884,869,895,919,948,930,996,981,997,996,943,864,937,952,963,970,993,1175.9000000000001,1197,1172,1168,1021,946,23614.9,1180.2517253924784,"s2","d1","s2d1",null,null,null,null,null,null,null,null,null,null,null,null,null,null,null,null,null,null,null,null,null,null,null,null,null,null,null,null,null,null,null,null,null,null,null,null,null,null,null,null,null,null,9,24,216,{"$f":"OFFSET(LoadCurve!$D$1,IF($CA$1,BX218,366-BX218),BY218)","v":1085},{"$f":"IF(BZ218=SUMIF(LoadCurve!$AQ$51:$AQ$90,CB217,LoadCurve!$BK$51:$BK$90),CB217+1,CB217)","v":2},1324.5,{"$f":"SUMIF(LoadCurve!$AQ$51:$AQ$90,CB218,LoadCurve!$BJ$51:$BJ$90)","v":1265.3626074583512}]
[218,"2009-08-06",4,"Thursday",906,847,896,845,908,964,978,1005,1041,1028,1012,965,967,962,969,997,979,1031,1175,1221,1195,1120,1036,971,24018,1179.7265528532307,"s2","d1","s2d1",null,null,null,null,null,null,null,null,null,null,null,null,null,null,null,null,null,null,null,null,null,null,null,null,null,null,null,null,null,null,null,null,null,null,null,null,null,null,null,null,null,null,10,{"$f":"BY195","v":1},217,{"$f":"OFFSET(LoadCurve!$D$1,IF($CA$1,BX219,366-BX219),BY219)","v":1053},{"$f":"IF(BZ219=SUMIF(LoadCurve!$AQ$51:$AQ$90,CB218,LoadCurve!$BK$51:$BK$90),CB218+1,CB218)","v":2},1324.4,{"$f":"SUMIF(LoadCurve!$AQ$51:$AQ$90,CB219,LoadCurve!$BJ$51:$BJ$90)","v":1265.3626074583512}]
[219,"2009-08-07",5,"Friday",936,924,915,925,944,986,961,979,1014,1020,1018,982,976,997,1025,1035,1020,1000,1191,1232,1233,1135,1061,998,24507,1180.8538975679076,"s2","d1","s2d1",null,null,null,null,null,null,null,null,null,null,null,null,null,null,null,null,null,null,null,null,null,null,null,null,null,null,null,null,null,null,null,null,null,null,null,null,null,null,null,null,null,null,10,2,218,{"$f":"OFFSET(LoadCurve!$D$1,IF($CA$1,BX220,366-BX220),BY220)","v":1025},{"$f":"IF(BZ220=SUMIF(LoadCurve!$AQ$51:$AQ$90,CB219,LoadCurve!$BK$51:$BK$90),CB219+1,CB219)","v":2},1324,{"$f":"SUMIF(LoadCurve!$AQ$51:$AQ$90,CB220,LoadCurve!$BJ$51:$BJ$90)","v":1265.3626074583512}]
[220,"2009-08-08",6,"Saturday",938,941,912,923,932,953,913,921,931,927,909,955,850,894,900,906,913,945,1152.3,1216,1208,1145,1055,989,23328.3,1177.998507811117,"s2","d1","s2d1",null,null,null,null,null,null,null,null,null,null,null,null,null,null,null,null,null,null,null,null,null,null,null,null,null,null,null,null,null,null,null,null,null,null,null,null,null,null,null,null,null,null,10,3,219,{"$f":"OFFSET(LoadCurve!$D$1,IF($CA$1,BX221,366-BX221),BY221)","v":1000},{"$f":"IF(BZ221=SUMIF(LoadCurve!$AQ$51:$AQ$90,CB220,LoadCurve!$BK$51:$BK$90),CB220+1,CB220)","v":2},1324,{"$f":"SUMIF(LoadCurve!$AQ$51:$AQ$90,CB221,LoadCurve!$BJ$51:$BJ$90)","v":1265.3626074583512}]
[221,"2009-08-09",7,"Sunday",917,892,898,896,890,914,892,910,901,859,844,863,835,857,862,860,849,885,1120,1157,1141,1070,977,904,22193,1172.1986570300053,"s2","d1","s2d1",null,null,null,null,null,null,null,null,null,null,null,null,null,null,null,null,null,null,null,null,null,null,null,null,null,null,null,null,null,null,null,null,null,null,null,null,null,null,null,null,null,null,10,4,220,{"$f":"OFFSET(LoadCurve!$D$1,IF($CA$1,BX222,366-BX222),BY222)","v":990},{"$f":"IF(BZ222=SUMIF(LoadCurve!$AQ$51:$AQ$90,CB221,LoadCurve!$BK$51:$BK$90),CB221+1,CB221)","v":2},1324,{"$f":"SUMIF(LoadCurve!$AQ$51:$AQ$90,CB222,LoadCurve!$BJ$51:$BJ$90)","v":1265.3626074583512}]
[222,"2009-08-10",1,"Monday",897,883,874,863,875,926,929,974,1018,1043,1055,1041,1039,1060,1075,1083,1040,1046,1240.2,1264.7,1244.3,1167,1042,973,24652.2,1178.9987913270047,"s2","d1","s2d1",null,null,null,null,null,null,null,null,null,null,null,null,null,null,null,null,null,null,null,null,null,null,null,null,null,null,null,null,null,null,null,null,null,null,null,null,null,null,null,null,null,null,10,5,221,{"$f":"OFFSET(LoadCurve!$D$1,IF($CA$1,BX223,366-BX223),BY223)","v":1003},{"$f":"IF(BZ223=SUMIF(LoadCurve!$AQ$51:$AQ$90,CB222,LoadCurve!$BK$51:$BK$90),CB222+1,CB222)","v":2},1324,{"$f":"SUMIF(LoadCurve!$AQ$51:$AQ$90,CB223,LoadCurve!$BJ$51:$BJ$90)","v":1265.3626074583512}]
[223,"2009-08-11",2,"Tuesday",962,945,928,916,951,991,984,1004,1047,1014,1014,1000,985,1003,993,1022,1054,1078,1232.5999999999999,1243.2,1227.2,1152,1042,987,24775,1184.3589121943044,"s2","d1","s2d1",null,null,null,null,null,null,null,null,null,null,null,null,null,null,null,null,null,null,null,null,null,null,null,null,null,null,null,null,null,null,null,null,null,null,null,null,null,null,null,null,null,null,10,6,222,{"$f":"OFFSET(LoadCurve!$D$1,IF($CA$1,BX224,366-BX224),BY224)","v":1039},{"$f":"IF(BZ224=SUMIF(LoadCurve!$AQ$51:$AQ$90,CB223,LoadCurve!$BK$51:$BK$90),CB223+1,CB223)","v":2},1324,{"$f":"SUMIF(LoadCurve!$AQ$51:$AQ$90,CB224,LoadCurve!$BJ$51:$BJ$90)","v":1265.3626074583512}]
[224,"2009-08-12",3,"Wednesday",950,930,912,929,958,988,978,1024,1057,983,1049,1032,1032,1017,1026,1021,1007,1075,1232.8,1269.5,1243.8,1177,1051,1012,24954.1,1189.2030209748739,"s2","d1","s2d1",null,null,null,null,null,null,null,null,null,null,null,null,null,null,null,null,null,null,null,null,null,null,null,null,null,null,null,null,null,null,null,null,null,null,null,null,null,null,null,null,null,null,10,7,223,{"$f":"OFFSET(LoadCurve!$D$1,IF($CA$1,BX225,366-BX225),BY225)","v":947},{"$f":"IF(BZ225=SUMIF(LoadCurve!$AQ$51:$AQ$90,CB224,LoadCurve!$BK$51:$BK$90),CB224+1,CB224)","v":2},1324,{"$f":"SUMIF(LoadCurve!$AQ$51:$AQ$90,CB225,LoadCurve!$BJ$51:$BJ$90)","v":1265.3626074583512}]
[225,"2009-08-13",4,"Thursday",963,974,941,963,967,1011,1009,1033,1046,1042,1031,1021,993,1010,1015,1024,1037,1022,1230,1246,1215,1174,1078,997,25042,1193.2827188773865,"s2","d1","s2d1",null,null,null,null,null,null,null,null,null,null,null,null,null,null,null,null,null,null,null,null,null,null,null,null,null,null,null,null,null,null,null,null,null,null,null,null,null,null,null,null,null,null,10,8,224,{"$f":"OFFSET(LoadCurve!$D$1,IF($CA$1,BX226,366-BX226),BY226)","v":923},{"$f":"IF(BZ226=SUMIF(LoadCurve!$AQ$51:$AQ$90,CB225,LoadCurve!$BK$51:$BK$90),CB225+1,CB225)","v":2},1323.9,{"$f":"SUMIF(LoadCurve!$AQ$51:$AQ$90,CB226,LoadCurve!$BJ$51:$BJ$90)","v":1265.3626074583512}]
[226,"2009-08-14",5,"Friday",960,799,918,927,955,994,993,1032,1024,1043,1050,1067,1077,1110,1134,1094,1073,1072,1240.7,1279.5999999999999,1223.0999999999999,1203,1094,1034,25396.399999999998,1198.0244469896479,"s2","d1","s2d1",null,null,null,null,null,null,null,null,null,null,null,null,null,null,null,null,null,null,null,null,null,null,null,null,null,null,null,null,null,null,null,null,null,null,null,null,null,null,null,null,null,null,10,9,225,{"$f":"OFFSET(LoadCurve!$D$1,IF($CA$1,BX227,366-BX227),BY227)","v":941},{"$f":"IF(BZ227=SUMIF(LoadCurve!$AQ$51:$AQ$90,CB226,LoadCurve!$BK$51:$BK$90),CB226+1,CB226)","v":2},1323,{"$f":"SUMIF(LoadCurve!$AQ$51:$AQ$90,CB227,LoadCurve!$BJ$51:$BJ$90)","v":1265.3626074583512}]
[227,"2009-08-15",6,"Saturday",988,984,977,973,973,979,930,949,938,933,932,924,913,940,921,926,949,955,1184,1232,1227,1180,1104,1043,24054,1196.6220022906832,"s2","d1","s2d1",null,null,null,null,null,null,null,null,null,null,null,null,null,null,null,null,null,null,null,null,null,null,null,null,null,null,null,null,null,null,null,null,null,null,null,null,null,null,null,null,null,null,10,10,226,{"$f":"OFFSET(LoadCurve!$D$1,IF($CA$1,BX228,366-BX228),BY228)","v":949},{"$f":"IF(BZ228=SUMIF(LoadCurve!$AQ$51:$AQ$90,CB227,LoadCurve!$BK$51:$BK$90),CB227+1,CB227)","v":2},1323,{"$f":"SUMIF(LoadCurve!$AQ$51:$AQ$90,CB228,LoadCurve!$BJ$51:$BJ$90)","v":1265.3626074583512}]
[228,"2009-08-16",7,"Sunday",969,943,927,923,938,1010,915,927,897,846,830,854,848,880,888,873,875,928,1171,1207,1186,1105,1037,944,22921,1194.0598020616148,"s2","d1","s2d1",null,null,null,null,null,null,null,null,null,null,null,null,null,null,null,null,null,null,null,null,null,null,null,null,null,null,null,null,null,null,null,null,null,null,null,null,null,null,null,null,null,null,10,11,227,{"$f":"OFFSET(LoadCurve!$D$1,IF($CA$1,BX229,366-BX229),BY229)","v":973},{"$f":"IF(BZ229=SUMIF(LoadCurve!$AQ$51:$AQ$90,CB228,LoadCurve!$BK$51:$BK$90),CB228+1,CB228)","v":2},1323,{"$f":"SUMIF(LoadCurve!$AQ$51:$AQ$90,CB229,LoadCurve!$BJ$51:$BJ$90)","v":1265.3626074583512}]
[229,"2009-08-17",1,"Monday",905,886,853,868,920,980,952,996,1037,1049,1039,1007,1072,1041,1070,1088,1095,1069,1247,1276,1262,1190,1111,1020,25033,1199.3538218554534,"s2","d1","s2d1",null,null,null,null,null,null,null,null,null,null,null,null,null,null,null,null,null,null,null,null,null,null,null,null,null,null,null,null,null,null,null,null,null,null,null,null,null,null,null,null,null,null,10,12,228,{"$f":"OFFSET(LoadCurve!$D$1,IF($CA$1,BX230,366-BX230),BY230)","v":981},{"$f":"IF(BZ230=SUMIF(LoadCurve!$AQ$51:$AQ$90,CB229,LoadCurve!$BK$51:$BK$90),CB229+1,CB229)","v":2},1323,{"$f":"SUMIF(LoadCurve!$AQ$51:$AQ$90,CB230,LoadCurve!$BJ$51:$BJ$90)","v":1265.3626074583512}]
[230,"2009-08-18",2,"Tuesday",989,970,966,943,954,1011,1009,1018,1058,1054,1075,1052,1044,1039,1068,1076,1052,1058,1250,1287,1249,1182,1063,1006,25473,1204.4184396699081,"s2","d1","s2d1",null,null,null,null,null,null,null,null,null,null,null,null,null,null,null,null,null,null,null,null,null,null,null,null,null,null,null,null,null,null,null,null,null,null,null,null,null,null,null,null,null,null,10,13,229,{"$f":"OFFSET(LoadCurve!$D$1,IF($CA$1,BX231,366-BX231),BY231)","v":1001},{"$f":"IF(BZ231=SUMIF(LoadCurve!$AQ$51:$AQ$90,CB230,LoadCurve!$BK$51:$BK$90),CB230+1,CB230)","v":2},1323,{"$f":"SUMIF(LoadCurve!$AQ$51:$AQ$90,CB231,LoadCurve!$BJ$51:$BJ$90)","v":1265.3626074583512}]
[231,"2009-08-19",3,"Wednesday",967,965,938,928,961,1009,1016,1040,1123,1138,1045,1065,1063,1073,1079,1094,1101,1084,1272,1296,1223,1180,1115,1037,25812,1211.1765957029174,"s2","d1","s2d1",null,null,null,null,null,null,null,null,null,null,null,null,null,null,null,null,null,null,null,null,null,null,null,null,null,null,null,null,null,null,null,null,null,null,null,null,null,null,null,null,null,null,10,14,230,{"$f":"OFFSET(LoadCurve!$D$1,IF($CA$1,BX232,366-BX232),BY232)","v":986},{"$f":"IF(BZ232=SUMIF(LoadCurve!$AQ$51:$AQ$90,CB231,LoadCurve!$BK$51:$BK$90),CB231+1,CB231)","v":2},1323,{"$f":"SUMIF(LoadCurve!$AQ$51:$AQ$90,CB232,LoadCurve!$BJ$51:$BJ$90)","v":1265.3626074583512}]
[232,"2009-08-20",4,"Thursday",996,910,906,926,990,1032,1015,1028,1054,1101,1145,1075,1101,1111,1129,1107,1094,1103,1275,1304,1264,1222,1151,1132,26171,1217.5589361326258,"s2","d1","s2d1",null,null,null,null,null,null,null,null,null,null,null,null,null,null,null,null,null,null,null,null,null,null,null,null,null,null,null,null,null,null,null,null,null,null,null,null,null,null,null,null,null,null,10,15,231,{"$f":"OFFSET(LoadCurve!$D$1,IF($CA$1,BX233,366-BX233),BY233)","v":1002},{"$f":"IF(BZ233=SUMIF(LoadCurve!$AQ$51:$AQ$90,CB232,LoadCurve!$BK$51:$BK$90),CB232+1,CB232)","v":2},1323,{"$f":"SUMIF(LoadCurve!$AQ$51:$AQ$90,CB233,LoadCurve!$BJ$51:$BJ$90)","v":1265.3626074583512}]
[233,"2009-08-21",5,"Friday",1027,987,978,988,1019,1030,1052,1066,1106,1080,1076,1087,1077,1097,1116,1113,1101,1108,1289,1290,1284,1229,1134,1072,26406,1224.7030425193634,"s2","d1","s2d1",null,null,null,null,null,null,null,null,null,null,null,null,null,null,null,null,null,null,null,null,null,null,null,null,null,null,null,null,null,null,null,null,null,null,null,null,null,null,null,null,null,null,10,16,232,{"$f":"OFFSET(LoadCurve!$D$1,IF($CA$1,BX234,366-BX234),BY234)","v":995},{"$f":"IF(BZ234=SUMIF(LoadCurve!$AQ$51:$AQ$90,CB233,LoadCurve!$BK$51:$BK$90),CB233+1,CB233)","v":2},1323,{"$f":"SUMIF(LoadCurve!$AQ$51:$AQ$90,CB234,LoadCurve!$BJ$51:$BJ$90)","v":1265.3626074583512}]
[234,"2009-08-22",6,"Saturday",1032,998,1031,995,991,981,916,924,935,953,958,953,943,933,945,942,977,977,1244,1257,1275,1210,964,993,24327,1226.6327382674272,"s2","d1","s2d1",null,null,null,null,null,null,null,null,null,null,null,null,null,null,null,null,null,null,null,null,null,null,null,null,null,null,null,null,null,null,null,null,null,null,null,null,null,null,null,null,null,null,10,17,233,{"$f":"OFFSET(LoadCurve!$D$1,IF($CA$1,BX235,366-BX235),BY235)","v":980},{"$f":"IF(BZ235=SUMIF(LoadCurve!$AQ$51:$AQ$90,CB234,LoadCurve!$BK$51:$BK$90),CB234+1,CB234)","v":2},1323,{"$f":"SUMIF(LoadCurve!$AQ$51:$AQ$90,CB235,LoadCurve!$BJ$51:$BJ$90)","v":1265.3626074583512}]
[235,"2009-08-23",7,"Sunday",917,919,945,965,988,980,929,951,925,851,842,863,863,868,880,905,906,943,1182,1195,1188,1148,1040,970,23163,1222.1694644406846,"s2","d1","s2d1",null,null,null,null,null,null,null,null,null,null,null,null,null,null,null,null,null,null,null,null,null,null,null,null,null,null,null,null,null,null,null,null,null,null,null,null,null,null,null,null,null,null,10,18,234,{"$f":"OFFSET(LoadCurve!$D$1,IF($CA$1,BX236,366-BX236),BY236)","v":1018},{"$f":"IF(BZ236=SUMIF(LoadCurve!$AQ$51:$AQ$90,CB235,LoadCurve!$BK$51:$BK$90),CB235+1,CB235)","v":2},1322.7,{"$f":"SUMIF(LoadCurve!$AQ$51:$AQ$90,CB236,LoadCurve!$BJ$51:$BJ$90)","v":1265.3626074583512}]
[236,"2009-08-24",1,"Monday",940,850,890,918,978,997,944,1002,1068,1095,1088,1095,1074,1115,1127,1163.0999999999999,1109,1110,1294,1316,1292,1231,1109,1020,25825.1,1229.3525179966161,"s2","d1","s2d1",null,null,null,null,null,null,null,null,null,null,null,null,null,null,null,null,null,null,null,null,null,null,null,null,null,null,null,null,null,null,null,null,null,null,null,null,null,null,null,null,null,null,10,19,235,{"$f":"OFFSET(LoadCurve!$D$1,IF($CA$1,BX237,366-BX237),BY237)","v":1230},{"$f":"IF(BZ237=SUMIF(LoadCurve!$AQ$51:$AQ$90,CB236,LoadCurve!$BK$51:$BK$90),CB236+1,CB236)","v":2},1322.6,{"$f":"SUMIF(LoadCurve!$AQ$51:$AQ$90,CB237,LoadCurve!$BJ$51:$BJ$90)","v":1265.3626074583512}]
[237,"2009-08-25",2,"Tuesday",1017,981,959,993,995,1043,982,994,851,984,984,932.9,904,885,934,1001,986,1010,1212,1242,1200,1107,1024,958,24178.9,1227.6172661969547,"s2","d1","s2d1",null,null,null,null,null,null,null,null,null,null,null,null,null,null,null,null,null,null,null,null,null,null,null,null,null,null,null,null,null,null,null,null,null,null,null,null,null,null,null,null,null,null,10,20,236,{"$f":"OFFSET(LoadCurve!$D$1,IF($CA$1,BX238,366-BX238),BY238)","v":1284},{"$f":"IF(BZ238=SUMIF(LoadCurve!$AQ$51:$AQ$90,CB237,LoadCurve!$BK$51:$BK$90),CB237+1,CB237)","v":2},1322,{"$f":"SUMIF(LoadCurve!$AQ$51:$AQ$90,CB238,LoadCurve!$BJ$51:$BJ$90)","v":1265.3626074583512}]
[238,"2009-08-26",3,"Wednesday",903,919,895,916,934,926,886,968,1009,1039,1048,1029,1026,1061,1075,1085,1080,1106,1260,1294,1160,1156,1128,1078,24981,1230.8555395772592,"s2","d1","s2d1",null,null,null,null,null,null,null,null,null,null,null,null,null,null,null,null,null,null,null,null,null,null,null,null,null,null,null,null,null,null,null,null,null,null,null,null,null,null,null,null,null,null,10,21,237,{"$f":"OFFSET(LoadCurve!$D$1,IF($CA$1,BX239,366-BX239),BY239)","v":1274},{"$f":"IF(BZ239=SUMIF(LoadCurve!$AQ$51:$AQ$90,CB238,LoadCurve!$BK$51:$BK$90),CB238+1,CB238)","v":2},1322,{"$f":"SUMIF(LoadCurve!$AQ$51:$AQ$90,CB239,LoadCurve!$BJ$51:$BJ$90)","v":1265.3626074583512}]
[239,"2009-08-27",4,"Thursday",978,937,942,960,962,981,976,1037,1032,951,1057,1059,1037,1083,1075,1089,1083,1075,1239,1301,1281,1184,1108,1039,25466,1231.6699856195335,"s2","d1","s2d1",null,null,null,null,null,null,null,null,null,null,null,null,null,null,null,null,null,null,null,null,null,null,null,null,null,null,null,null,null,null,null,null,null,null,null,null,null,null,null,null,null,null,10,22,238,{"$f":"OFFSET(LoadCurve!$D$1,IF($CA$1,BX240,366-BX240),BY240)","v":1240},{"$f":"IF(BZ240=SUMIF(LoadCurve!$AQ$51:$AQ$90,CB239,LoadCurve!$BK$51:$BK$90),CB239+1,CB239)","v":2},1322,{"$f":"SUMIF(LoadCurve!$AQ$51:$AQ$90,CB240,LoadCurve!$BJ$51:$BJ$90)","v":1265.3626074583512}]
[240,"2009-08-28",5,"Friday",1000,966,953,982,993,1015,973,994,1013,1029,1042,1044,1042,1045,1077,1099,1068,1063,1247,1263,1249,1158,1096,1011,25422,1233.2029870575802,"s2","d1","s2d1",null,null,null,null,null,null,null,null,null,null,null,null,null,null,null,null,null,null,null,null,null,null,null,null,null,null,null,null,null,null,null,null,null,null,null,null,null,null,null,null,null,null,10,23,239,{"$f":"OFFSET(LoadCurve!$D$1,IF($CA$1,BX241,366-BX241),BY241)","v":1111},{"$f":"IF(BZ241=SUMIF(LoadCurve!$AQ$51:$AQ$90,CB240,LoadCurve!$BK$51:$BK$90),CB240+1,CB240)","v":2},1322,{"$f":"SUMIF(LoadCurve!$AQ$51:$AQ$90,CB241,LoadCurve!$BJ$51:$BJ$90)","v":1265.3626074583512}]
[241,"2009-08-29",6,"Saturday",991,961,978,960,971,977,910,902,912,895,887,917,884,895,909,911,905,969,1188,1217,1207,1146,1051,1000,23543,1228.6826883518222,"s2","d1","s2d1",null,null,null,null,null,null,null,null,null,null,null,null,null,null,null,null,null,null,null,null,null,null,null,null,null,null,null,null,null,null,null,null,null,null,null,null,null,null,null,null,null,null,10,24,240,{"$f":"OFFSET(LoadCurve!$D$1,IF($CA$1,BX242,366-BX242),BY242)","v":1068},{"$f":"IF(BZ242=SUMIF(LoadCurve!$AQ$51:$AQ$90,CB241,LoadCurve!$BK$51:$BK$90),CB241+1,CB241)","v":2},1322,{"$f":"SUMIF(LoadCurve!$AQ$51:$AQ$90,CB242,LoadCurve!$BJ$51:$BJ$90)","v":1265.3626074583512}]
[242,"2009-08-30",7,"Sunday",931,926,859,907,907,891,849,893,869,830,871,859,866,879,874,901,911,948,1175,1194,1172,1113,1029,951,22605,1223.3144195166401,"s2","d1","s2d1",null,null,null,null,null,null,null,null,null,null,null,null,null,null,null,null,null,null,null,null,null,null,null,null,null,null,null,null,null,null,null,null,null,null,null,null,null,null,null,null,null,null,11,1,241,{"$f":"OFFSET(LoadCurve!$D$1,IF($CA$1,BX243,366-BX243),BY243)","v":1029},{"$f":"IF(BZ243=SUMIF(LoadCurve!$AQ$51:$AQ$90,CB242,LoadCurve!$BK$51:$BK$90),CB242+1,CB242)","v":2},1321.2,{"$f":"SUMIF(LoadCurve!$AQ$51:$AQ$90,CB243,LoadCurve!$BJ$51:$BJ$90)","v":1265.3626074583512}]
[243,"2009-08-31",1,"Monday",924,911,909,943,946,961,962,1000,1058,1040,1073,1071,1040,1048,1069.8,1075,1051,950,1255.5999999999999,1316.8,1255,1179,1054,1013,25105.199999999997,1226.5429775649761,"s2","d1","s2d1",null,null,null,null,null,null,null,null,null,null,null,null,null,null,null,null,null,null,null,null,null,null,null,null,null,null,null,null,null,null,null,null,null,null,null,null,null,null,null,null,null,null,11,2,242,{"$f":"OFFSET(LoadCurve!$D$1,IF($CA$1,BX244,366-BX244),BY244)","v":1011},{"$f":"IF(BZ244=SUMIF(LoadCurve!$AQ$51:$AQ$90,CB243,LoadCurve!$BK$51:$BK$90),CB243+1,CB243)","v":2},1321,{"$f":"SUMIF(LoadCurve!$AQ$51:$AQ$90,CB244,LoadCurve!$BJ$51:$BJ$90)","v":1265.3626074583512}]
[244,"2009-09-01",2,"Tuesday",973,958,947,981,988,928,964,988,1040,1059,1044,1041,1021,1018,1031,1049,1066,1071,1239,1258.0999999999999,1245,1188.7,1038,995,25130.799999999999,1227.7886798084787,"s2","d1","s2d1",null,null,null,null,null,null,null,null,null,null,null,null,null,null,null,null,null,null,null,null,null,null,null,null,null,null,null,null,null,null,null,null,null,null,null,null,null,null,null,null,null,null,11,3,243,{"$f":"OFFSET(LoadCurve!$D$1,IF($CA$1,BX245,366-BX245),BY245)","v":966},{"$f":"IF(BZ245=SUMIF(LoadCurve!$AQ$51:$AQ$90,CB244,LoadCurve!$BK$51:$BK$90),CB244+1,CB244)","v":2},1321,{"$f":"SUMIF(LoadCurve!$AQ$51:$AQ$90,CB245,LoadCurve!$BJ$51:$BJ$90)","v":1265.3626074583512}]
[245,"2009-09-02",3,"Wednesday",992,956,943,992,989,1006,961,1031,1091,1050,1072,1020,1053,1068,1075,1068,1051,1074,1269.4000000000001,1282.2,1263.5999999999999,1187,1091,992,25577.200000000001,1231.949811827631,"s2","d1","s2d1",null,null,null,null,null,null,null,null,null,null,null,null,null,null,null,null,null,null,null,null,null,null,null,null,null,null,null,null,null,null,null,null,null,null,null,null,null,null,null,null,null,null,11,4,244,{"$f":"OFFSET(LoadCurve!$D$1,IF($CA$1,BX246,366-BX246),BY246)","v":994},{"$f":"IF(BZ246=SUMIF(LoadCurve!$AQ$51:$AQ$90,CB245,LoadCurve!$BK$51:$BK$90),CB245+1,CB245)","v":2},1321,{"$f":"SUMIF(LoadCurve!$AQ$51:$AQ$90,CB246,LoadCurve!$BJ$51:$BJ$90)","v":1265.3626074583512}]
[246,"2009-09-03",4,"Thursday",951,922,934,977,995,1007,1000,1012,1026,935,1067,1066,1024,1035,1078,1096,1082,1081,1283,1278,1171,1238,1108,997,25363,1237.0548306448679,"s2","d1","s2d1",null,null,null,null,null,null,null,null,null,null,null,null,null,null,null,null,null,null,null,null,null,null,null,null,null,null,null,null,null,null,null,null,null,null,null,null,null,null,null,null,null,null,11,5,245,{"$f":"OFFSET(LoadCurve!$D$1,IF($CA$1,BX247,366-BX247),BY247)","v":1008},{"$f":"IF(BZ247=SUMIF(LoadCurve!$AQ$51:$AQ$90,CB246,LoadCurve!$BK$51:$BK$90),CB246+1,CB246)","v":2},1321,{"$f":"SUMIF(LoadCurve!$AQ$51:$AQ$90,CB247,LoadCurve!$BJ$51:$BJ$90)","v":1265.3626074583512}]
[247,"2009-09-04",5,"Friday",1008,988,956,987,1003,1014,1016,1035,1069,1066,1050,1091,1051,1058,1079,1088,1076,1066,1276,1303,1270,1202,1135,1041,25928,1240.9493475803811,"s2","d1","s2d1",null,null,null,null,null,null,null,null,null,null,null,null,null,null,null,null,null,null,null,null,null,null,null,null,null,null,null,null,null,null,null,null,null,null,null,null,null,null,null,null,null,null,11,6,246,{"$f":"OFFSET(LoadCurve!$D$1,IF($CA$1,BX248,366-BX248),BY248)","v":1016},{"$f":"IF(BZ248=SUMIF(LoadCurve!$AQ$51:$AQ$90,CB247,LoadCurve!$BK$51:$BK$90),CB247+1,CB247)","v":2},1321,{"$f":"SUMIF(LoadCurve!$AQ$51:$AQ$90,CB248,LoadCurve!$BJ$51:$BJ$90)","v":1265.3626074583512}]
[248,"2009-09-05",6,"Saturday",1003,1001,979,983,990,955,896,942,952,933,941,942,937,931,935,964,965,1009.9,1206.5999999999999,1226.8,1205.0999999999999,1148,1051,998,24094.399999999998,1237.514412822343,"s2","d1","s2d1",null,null,null,null,null,null,null,null,null,null,null,null,null,null,null,null,null,null,null,null,null,null,null,null,null,null,null,null,null,null,null,null,null,null,null,null,null,null,null,null,null,null,11,7,247,{"$f":"OFFSET(LoadCurve!$D$1,IF($CA$1,BX249,366-BX249),BY249)","v":936},{"$f":"IF(BZ249=SUMIF(LoadCurve!$AQ$51:$AQ$90,CB248,LoadCurve!$BK$51:$BK$90),CB248+1,CB248)","v":2},1321,{"$f":"SUMIF(LoadCurve!$AQ$51:$AQ$90,CB249,LoadCurve!$BJ$51:$BJ$90)","v":1265.3626074583512}]
[249,"2009-09-06",7,"Sunday",978,954,932,939,962,939,942,958,912,810,825,870,879,891,930,929,948,1026.8,1193.9000000000001,1231.0999999999999,1194.9000000000001,1140.8,1029,971,23385.5,1233.1529715401089,"s3","d1","s3d1",null,null,null,null,null,null,null,null,null,null,null,null,null,null,null,null,null,null,null,null,null,null,null,null,null,null,null,null,null,null,null,null,null,null,null,null,null,null,null,null,null,null,11,8,248,{"$f":"OFFSET(LoadCurve!$D$1,IF($CA$1,BX250,366-BX250),BY250)","v":941},{"$f":"IF(BZ250=SUMIF(LoadCurve!$AQ$51:$AQ$90,CB249,LoadCurve!$BK$51:$BK$90),CB249+1,CB249)","v":2},1320.8,{"$f":"SUMIF(LoadCurve!$AQ$51:$AQ$90,CB250,LoadCurve!$BJ$51:$BJ$90)","v":1265.3626074583512}]
[250,"2009-09-07",1,"Monday",952,955,964,981,994,977,943,1014,1088,1112,1114,1109,1118,1120,1117,1112,1048,1094,1309.5999999999999,1313.3,1280.3,1192.3,1104,1091,26102.499999999996,1240.7976743860982,"s3","d1","s3d1",null,null,null,null,null,null,null,null,null,null,null,null,null,null,null,null,null,null,null,null,null,null,null,null,null,null,null,null,null,null,null,null,null,null,null,null,null,null,null,null,null,null,11,9,249,{"$f":"OFFSET(LoadCurve!$D$1,IF($CA$1,BX251,366-BX251),BY251)","v":912},{"$f":"IF(BZ251=SUMIF(LoadCurve!$AQ$51:$AQ$90,CB250,LoadCurve!$BK$51:$BK$90),CB250+1,CB250)","v":2},1320.2,{"$f":"SUMIF(LoadCurve!$AQ$51:$AQ$90,CB251,LoadCurve!$BJ$51:$BJ$90)","v":1265.3626074583512}]
[251,"2009-09-08",2,"Tuesday",1007,998,999,996,1014,1038,1007,1021,1066,1108,1070,1082,1051,1101,1119,1130,1110,1122,1315.1,1327.7,1320.2,1244.7,1142,1034,26422.7,1248.2279069474885,"s3","d1","s3d1",null,null,null,null,null,null,null,null,null,null,null,null,null,null,null,null,null,null,null,null,null,null,null,null,null,null,null,null,null,null,null,null,null,null,null,null,null,null,null,null,null,null,11,10,250,{"$f":"OFFSET(LoadCurve!$D$1,IF($CA$1,BX252,366-BX252),BY252)","v":907},{"$f":"IF(BZ252=SUMIF(LoadCurve!$AQ$51:$AQ$90,CB251,LoadCurve!$BK$51:$BK$90),CB251+1,CB251)","v":2},1320.2,{"$f":"SUMIF(LoadCurve!$AQ$51:$AQ$90,CB252,LoadCurve!$BJ$51:$BJ$90)","v":1265.3626074583512}]
[252,"2009-09-09",3,"Wednesday",1019,999,990,980,1029,1073,1008,1024,1088,1112,1123,1074,1124,1131,1151,1150,1128,1144,1305.5999999999999,1318.3,1299.8,1258,1126,1083,26737.699999999997,1253.9651162527396,"s3","d1","s3d1",null,null,null,null,null,null,null,null,null,null,null,null,null,null,null,null,null,null,null,null,null,null,null,null,null,null,null,null,null,null,null,null,null,null,null,null,null,null,null,null,null,null,11,11,251,{"$f":"OFFSET(LoadCurve!$D$1,IF($CA$1,BX253,366-BX253),BY253)","v":897},{"$f":"IF(BZ253=SUMIF(LoadCurve!$AQ$51:$AQ$90,CB252,LoadCurve!$BK$51:$BK$90),CB252+1,CB252)","v":2},1320,{"$f":"SUMIF(LoadCurve!$AQ$51:$AQ$90,CB253,LoadCurve!$BJ$51:$BJ$90)","v":1265.3626074583512}]
[253,"2009-09-10",4,"Thursday",1037,1026,1019,1014,1033,1037,998,1046,1083,1097,1084,1106,1082,1120,1142,1141,1081,1124,1239,1296,1283,1247,1077,1025,26437,1252.4686046274658,"s3","d1","s3d1",null,null,null,null,null,null,null,null,null,null,null,null,null,null,null,null,null,null,null,null,null,null,null,null,null,null,null,null,null,null,null,null,null,null,null,null,null,null,null,null,null,null,11,12,252,{"$f":"OFFSET(LoadCurve!$D$1,IF($CA$1,BX254,366-BX254),BY254)","v":901},{"$f":"IF(BZ254=SUMIF(LoadCurve!$AQ$51:$AQ$90,CB253,LoadCurve!$BK$51:$BK$90),CB253+1,CB253)","v":2},1320,{"$f":"SUMIF(LoadCurve!$AQ$51:$AQ$90,CB254,LoadCurve!$BJ$51:$BJ$90)","v":1265.3626074583512}]
[254,"2009-09-11",5,"Friday",1011,1005,992,1004,1029,1078,1032,1040,1108,1106,1107,1072,1074,991,1068,1080,1094,1112,1270,1083,1267,1229,1126,977,25955,1254.2217441647192,"s3","d1","s3d1",null,null,null,null,null,null,null,null,null,null,null,null,null,null,null,null,null,null,null,null,null,null,null,null,null,null,null,null,null,null,null,null,null,null,null,null,null,null,null,null,null,null,11,13,253,{"$f":"OFFSET(LoadCurve!$D$1,IF($CA$1,BX255,366-BX255),BY255)","v":918},{"$f":"IF(BZ255=SUMIF(LoadCurve!$AQ$51:$AQ$90,CB254,LoadCurve!$BK$51:$BK$90),CB254+1,CB254)","v":2},1320,{"$f":"SUMIF(LoadCurve!$AQ$51:$AQ$90,CB255,LoadCurve!$BJ$51:$BJ$90)","v":1265.3626074583512}]
[255,"2009-09-12",6,"Saturday",994,991,1015,1011,985,980,949,953,977,948,970,946,970,947,961,963,968,1035,1265,1284.3,1251.2,1206.3,1118,1044,24731.8,1255.2995697482472,"s3","d1","s3d1",null,null,null,null,null,null,null,null,null,null,null,null,null,null,null,null,null,null,null,null,null,null,null,null,null,null,null,null,null,null,null,null,null,null,null,null,null,null,null,null,null,null,11,14,254,{"$f":"OFFSET(LoadCurve!$D$1,IF($CA$1,BX256,366-BX256),BY256)","v":932},{"$f":"IF(BZ256=SUMIF(LoadCurve!$AQ$51:$AQ$90,CB255,LoadCurve!$BK$51:$BK$90),CB255+1,CB255)","v":2},1320,{"$f":"SUMIF(LoadCurve!$AQ$51:$AQ$90,CB256,LoadCurve!$BJ$51:$BJ$90)","v":1265.3626074583512}]
[256,"2009-09-13",7,"Sunday",1006,974,995,991,998,979,930,941,916,866,891,874,922,912,1012,959,977,1046,1259,1217,1121,1117,1070,934,23907,1255.6696127734226,"s3","d1","s3d1",null,null,null,null,null,null,null,null,null,null,null,null,null,null,null,null,null,null,null,null,null,null,null,null,null,null,null,null,null,null,null,null,null,null,null,null,null,null,null,null,null,null,11,15,255,{"$f":"OFFSET(LoadCurve!$D$1,IF($CA$1,BX257,366-BX257),BY257)","v":951},{"$f":"IF(BZ257=SUMIF(LoadCurve!$AQ$51:$AQ$90,CB256,LoadCurve!$BK$51:$BK$90),CB256+1,CB256)","v":2},1319,{"$f":"SUMIF(LoadCurve!$AQ$51:$AQ$90,CB257,LoadCurve!$BJ$51:$BJ$90)","v":1265.3626074583512}]
[257,"2009-09-14",1,{"$f":"VLOOKUP(C258,weekdays,2,FALSE)","v":"Monday"},912,898,878,899,941,984,956,997,1047,1035,1042,1059,1047,1033,1057,1095,1012,1086,1270.8,1301.7,1251.4000000000001,1183.5999999999999,1087,1026,{"$f":"SUM(E258:AB258)","v":25098.5},1257.1826514960803,"s3","d1","s3d1",null,null,null,null,null,null,null,null,null,null,null,null,null,null,null,null,null,null,null,null,null,null,null,null,null,null,null,null,null,null,null,null,null,null,null,null,null,null,null,null,null,null,11,16,256,{"$f":"OFFSET(LoadCurve!$D$1,IF($CA$1,BX258,366-BX258),BY258)","v":943},{"$f":"IF(BZ258=SUMIF(LoadCurve!$AQ$51:$AQ$90,CB257,LoadCurve!$BK$51:$BK$90),CB257+1,CB257)","v":2},1319,{"$f":"SUMIF(LoadCurve!$AQ$51:$AQ$90,CB258,LoadCurve!$BJ$51:$BJ$90)","v":1265.3626074583512}]
[258,"2009-09-15",{"$f":"WEEKDAY(B259,2)","v":2},"Tuesday",976,984,963,981,1038,1004,990,1025,1046,1074,1071,1053,999,1042,1046,1064,1079,1137,1279,1294.5,1245,1208,1078,1038,25714.5,1259.3643863464724,{"$f":"IF(AND(A259>$AJ$6,A259<$AJ$7),\"s2\",IF(A259<=$AJ$6,\"s1\",\"s3\"))","v":"s3"},"d1",{"$f":"AE259&AF259","v":"s3d1"},null,null,null,null,null,null,null,null,null,null,null,null,null,null,null,null,null,null,null,null,null,null,null,null,null,null,null,null,null,null,null,null,null,null,null,null,null,null,null,null,null,null,{"$f":"ROUNDDOWN((BZ259-1)/24,0)+1","v":11},17,257,{"$f":"OFFSET(LoadCurve!$D$1,IF($CA$1,BX259,366-BX259),BY259)","v":975},{"$f":"IF(BZ259=SUMIF(LoadCurve!$AQ$51:$AQ$90,CB258,LoadCurve!$BK$51:$BK$90),CB258+1,CB258)","v":2},1319,{"$f":"SUMIF(LoadCurve!$AQ$51:$AQ$90,CB259,LoadCurve!$BJ$51:$BJ$90)","v":1265.3626074583512}]
[{"$f":"A259+1","v":259},"2009-09-16",3,"Wednesday",986,972,954,978,974,1066,968,986,999,1009,990,977,972,995,1021,1040,1016,1068,1248.2,1279.8,1238.3,1141,1064,1016,24958.3,1258.2479477118252,"s3","d1","s3d1",null,null,null,null,null,null,null,null,null,null,null,null,null,null,null,null,null,null,null,null,null,null,null,null,null,null,null,null,null,null,null,null,null,null,null,null,null,null,null,null,null,null,11,18,{"$f":"BZ259+1","v":258},{"$f":"OFFSET(LoadCurve!$D$1,IF($CA$1,BX260,366-BX260),BY260)","v":991},{"$f":"IF(BZ260=SUMIF(LoadCurve!$AQ$51:$AQ$90,CB259,LoadCurve!$BK$51:$BK$90),CB259+1,CB259)","v":2},1319,{"$f":"SUMIF(LoadCurve!$AQ$51:$AQ$90,CB260,LoadCurve!$BJ$51:$BJ$90)","v":1265.3626074583512}]
[260,"2009-09-17",4,"Thursday",968,948,951,978,996,1029,971,1005,1036,1024,988,1007,1018,1054,1062,1077,1062,1083,1285.0999999999999,1308.5999999999999,1272.3,1203,1111,1045,25481.999999999996,1260.9331529406427,"s3","d1","s3d1",null,null,null,null,null,null,null,null,null,null,null,null,null,null,null,null,null,null,null,null,null,null,null,null,null,null,null,null,null,null,null,null,null,null,null,null,null,null,null,null,null,null,11,19,259,{"$f":"OFFSET(LoadCurve!$D$1,IF($CA$1,BX261,366-BX261),BY261)","v":1218},{"$f":"IF(BZ261=SUMIF(LoadCurve!$AQ$51:$AQ$90,CB260,LoadCurve!$BK$51:$BK$90),CB260+1,CB260)","v":2},1318.8,{"$f":"SUMIF(LoadCurve!$AQ$51:$AQ$90,CB261,LoadCurve!$BJ$51:$BJ$90)","v":1265.3626074583512}]
[261,"2009-09-18",5,"Friday",1012,986,977,1024,1024,1062,1000,1064,1071,1066,1085,1112,1091,1110,1128,1120,1098,1080,1287.2,1307.7,1288,1234,1185,1063,26474.9,1263.5598376465784,"s3","d1","s3d1",null,null,null,null,null,null,null,null,null,null,null,null,null,null,null,null,null,null,null,null,null,null,null,null,null,null,null,null,null,null,null,null,null,null,null,null,null,null,null,null,null,null,11,20,260,{"$f":"OFFSET(LoadCurve!$D$1,IF($CA$1,BX262,366-BX262),BY262)","v":1242},{"$f":"IF(BZ262=SUMIF(LoadCurve!$AQ$51:$AQ$90,CB261,LoadCurve!$BK$51:$BK$90),CB261+1,CB261)","v":2},1318.3,{"$f":"SUMIF(LoadCurve!$AQ$51:$AQ$90,CB262,LoadCurve!$BJ$51:$BJ$90)","v":1265.3626074583512}]
[262,"2009-09-19",6,"Saturday",1024,1001,979,1000,1022,1032,955,969,963,997,970,983,976,989,988,995,999,1052,1259,1281,1272,1225,1114,1052,25097,1263.1038538819207,"s3","d1","s3d1",null,null,null,null,null,null,null,null,null,null,null,null,null,null,null,null,null,null,null,null,null,null,null,null,null,null,null,null,null,null,null,null,null,null,null,null,null,null,null,null,null,null,11,21,261,{"$f":"OFFSET(LoadCurve!$D$1,IF($CA$1,BX263,366-BX263),BY263)","v":1229},{"$f":"IF(BZ263=SUMIF(LoadCurve!$AQ$51:$AQ$90,CB262,LoadCurve!$BK$51:$BK$90),CB262+1,CB262)","v":2},1318,{"$f":"SUMIF(LoadCurve!$AQ$51:$AQ$90,CB263,LoadCurve!$BJ$51:$BJ$90)","v":1265.3626074583512}]
[263,"2009-09-20",7,"Sunday",1009,991,976,970,980,992,951,960,934,881,888,898,904,936,913,931,953,1000,1209,1209,1216,1157,1044,998,23900,1257.6934684937287,"s3","d1","s3d1",null,null,null,null,null,null,null,null,null,null,null,null,null,null,null,null,null,null,null,null,null,null,null,null,null,null,null,null,null,null,null,null,null,null,null,null,null,null,null,null,null,null,11,22,262,{"$f":"OFFSET(LoadCurve!$D$1,IF($CA$1,BX264,366-BX264),BY264)","v":1214},{"$f":"IF(BZ264=SUMIF(LoadCurve!$AQ$51:$AQ$90,CB263,LoadCurve!$BK$51:$BK$90),CB263+1,CB263)","v":2},1318,{"$f":"SUMIF(LoadCurve!$AQ$51:$AQ$90,CB264,LoadCurve!$BJ$51:$BJ$90)","v":1265.3626074583512}]
[264,"2009-09-21",1,"Monday",957,928,920,912,932,947,920,969,944,959,960,996,975,986,988,996,976,1034,1249,1270,1251,1170,1065,1003,24307,1256.824121644356,"s3","d1","s3d1",null,null,null,null,null,null,null,null,null,null,null,null,null,null,null,null,null,null,null,null,null,null,null,null,null,null,null,null,null,null,null,null,null,null,null,null,null,null,null,null,null,null,11,23,263,{"$f":"OFFSET(LoadCurve!$D$1,IF($CA$1,BX265,366-BX265),BY265)","v":1121},{"$f":"IF(BZ265=SUMIF(LoadCurve!$AQ$51:$AQ$90,CB264,LoadCurve!$BK$51:$BK$90),CB264+1,CB264)","v":2},1318,{"$f":"SUMIF(LoadCurve!$AQ$51:$AQ$90,CB265,LoadCurve!$BJ$51:$BJ$90)","v":1265.3626074583512}]
[265,"2009-09-22",2,"Tuesday",986,951,944,936,989,1064,1018,1032,1072,1104,1096,1108,1077,1119,1118,1145,1136,1098,1300,1335,1303,1236,1157,1064,26388,1261.1417094799203,"s3","d1","s3d1",null,null,null,null,null,null,null,null,null,null,null,null,null,null,null,null,null,null,null,null,null,null,null,null,null,null,null,null,null,null,null,null,null,null,null,null,null,null,null,null,null,null,11,24,264,{"$f":"OFFSET(LoadCurve!$D$1,IF($CA$1,BX266,366-BX266),BY266)","v":1046},{"$f":"IF(BZ266=SUMIF(LoadCurve!$AQ$51:$AQ$90,CB265,LoadCurve!$BK$51:$BK$90),CB265+1,CB265)","v":2},1318,{"$f":"SUMIF(LoadCurve!$AQ$51:$AQ$90,CB266,LoadCurve!$BJ$51:$BJ$90)","v":1265.3626074583512}]
[266,"2009-09-23",3,"Wednesday",1154,1107,1080,1032,1143,1096,1016,999,1042,1075,1082,1089,1076,1091,1082,1114,1103,1095,1301,1304,1309,1297,1135,1034,26856,1265.1275385319282,"s3","d1","s3d1",null,null,null,null,null,null,null,null,null,null,null,null,null,null,null,null,null,null,null,null,null,null,null,null,null,null,null,null,null,null,null,null,null,null,null,null,null,null,null,null,null,null,12,1,265,{"$f":"OFFSET(LoadCurve!$D$1,IF($CA$1,BX267,366-BX267),BY267)","v":1018},{"$f":"IF(BZ267=SUMIF(LoadCurve!$AQ$51:$AQ$90,CB266,LoadCurve!$BK$51:$BK$90),CB266+1,CB266)","v":2},1317.4,{"$f":"SUMIF(LoadCurve!$AQ$51:$AQ$90,CB267,LoadCurve!$BJ$51:$BJ$90)","v":1265.3626074583512}]
[267,"2009-09-24",4,"Thursday",991,973,945,979,999,1049,988,1023,1077,1121.3,1065.5999999999999,1084,1091.2,1108.5999999999999,1114.8,1139.2,1114.7,1116.4000000000001,1282.2,1324.4,1338,1286.3,1149,1023,26382.700000000004,1266.8347846787353,"s3","d1","s3d1",null,null,null,null,null,null,null,null,null,null,null,null,null,null,null,null,null,null,null,null,null,null,null,null,null,null,null,null,null,null,null,null,null,null,null,null,null,null,null,null,null,null,12,2,266,{"$f":"OFFSET(LoadCurve!$D$1,IF($CA$1,BX268,366-BX268),BY268)","v":979},{"$f":"IF(BZ268=SUMIF(LoadCurve!$AQ$51:$AQ$90,CB267,LoadCurve!$BK$51:$BK$90),CB267+1,CB267)","v":2},1317,{"$f":"SUMIF(LoadCurve!$AQ$51:$AQ$90,CB268,LoadCurve!$BJ$51:$BJ$90)","v":1265.3626074583512}]
[268,"2009-09-25",5,"Friday",1044,1023,1000,1004,1031,1043,1037,1044,1078,1103,1112,1004,965,972,1019,996,963,1043.7,1269.0999999999999,1272.0999999999999,1269.4000000000001,1207,1076,1053,25628.3,{"$f":"AD268*(1-$AH$1)+W269*$AH$1","v":1267.0613062108619},"s3","d1","s3d1",null,null,null,null,null,null,null,null,null,null,null,null,null,null,null,null,null,null,null,null,null,null,null,null,null,null,null,null,null,null,null,null,null,null,null,null,null,null,null,null,null,null,12,3,267,{"$f":"OFFSET(LoadCurve!$D$1,IF($CA$1,BX269,366-BX269),BY269)","v":965},{"$f":"IF(BZ269=SUMIF(LoadCurve!$AQ$51:$AQ$90,CB268,LoadCurve!$BK$51:$BK$90),CB268+1,CB268)","v":2},1317,{"$f":"SUMIF(LoadCurve!$AQ$51:$AQ$90,CB269,LoadCurve!$BJ$51:$BJ$90)","v":1265.3626074583512}]
[269,"2009-09-26",6,"Saturday",1009,960,948,917,974,996,916,930,865,878,881,971,966,939,952,995,1014,1104,1286,1294.2,1264.2,1190,1222,1048,24519.4,1268.9551755897755,"s3","d1","s3d1",null,null,null,null,null,null,null,null,null,null,null,null,null,null,null,null,null,null,null,null,null,null,null,null,null,null,null,null,null,null,null,null,null,null,null,null,null,null,null,null,null,null,12,4,268,{"$f":"OFFSET(LoadCurve!$D$1,IF($CA$1,BX270,366-BX270),BY270)","v":979},{"$f":"IF(BZ270=SUMIF(LoadCurve!$AQ$51:$AQ$90,CB269,LoadCurve!$BK$51:$BK$90),CB269+1,CB269)","v":2},1317,{"$f":"SUMIF(LoadCurve!$AQ$51:$AQ$90,CB270,LoadCurve!$BJ$51:$BJ$90)","v":1265.3626074583512}]
[270,"2009-09-27",7,"Sunday",982,970,906,880,933,975,934,894,871,853,877,879,894,1046,949,959,969,1037,1245,1257,1230,1167,1059,1011,23777,1266.5596580307981,"s3","d1","s3d1",null,null,null,null,null,null,null,null,null,null,null,null,null,null,null,null,null,null,null,null,null,null,null,null,null,null,null,null,null,null,null,null,null,null,null,null,null,null,null,null,null,null,12,5,269,{"$f":"OFFSET(LoadCurve!$D$1,IF($CA$1,BX271,366-BX271),BY271)","v":979},{"$f":"IF(BZ271=SUMIF(LoadCurve!$AQ$51:$AQ$90,CB270,LoadCurve!$BK$51:$BK$90),CB270+1,CB270)","v":2},1316.8,{"$f":"SUMIF(LoadCurve!$AQ$51:$AQ$90,CB271,LoadCurve!$BJ$51:$BJ$90)","v":1265.3626074583512}]
[271,"2009-09-28",1,"Monday",977,964,957,943,1003,1103,1009,1026,1112,1130,1149,1137,1150,1166,1188,1181,1184,1256,1321,1333,1320,1268,1151,1115,27143,1272.0036922277181,"s3","d1","s3d1",null,null,null,null,null,null,null,null,null,null,null,null,null,null,null,null,null,null,null,null,null,null,null,null,null,null,null,null,null,null,null,null,null,null,null,null,null,null,null,null,null,null,12,6,270,{"$f":"OFFSET(LoadCurve!$D$1,IF($CA$1,BX272,366-BX272),BY272)","v":1050},{"$f":"IF(BZ272=SUMIF(LoadCurve!$AQ$51:$AQ$90,CB271,LoadCurve!$BK$51:$BK$90),CB271+1,CB271)","v":2},1316,{"$f":"SUMIF(LoadCurve!$AQ$51:$AQ$90,CB272,LoadCurve!$BJ$51:$BJ$90)","v":1265.3626074583512}]
[272,"2009-09-29",2,"Tuesday",1082,1027,1009,1002,1037,1073,1027,1063,1122,1158.8,1152,1139,1143,1164,1155,1182,1166,1183,1331,1361.6,1365,1244,1186,1132,27504.399999999998,1277.9033230049463,"s3","d1","s3d1",null,null,null,null,null,null,null,null,null,null,null,null,null,null,null,null,null,null,null,null,null,null,null,null,null,null,null,null,null,null,null,null,null,null,null,null,null,null,null,null,null,null,12,7,271,{"$f":"OFFSET(LoadCurve!$D$1,IF($CA$1,BX273,366-BX273),BY273)","v":957},{"$f":"IF(BZ273=SUMIF(LoadCurve!$AQ$51:$AQ$90,CB272,LoadCurve!$BK$51:$BK$90),CB272+1,CB272)","v":2},1316,{"$f":"SUMIF(LoadCurve!$AQ$51:$AQ$90,CB273,LoadCurve!$BJ$51:$BJ$90)","v":1265.3626074583512}]
[273,"2009-09-30",3,"Wednesday",1078,1051,1040,1042,1057,1085,1045,1054,1127,1148,1153,1122,1102,1106,1137,1158,1155,1199.4000000000001,1375.3,1386.9,1333.9,1287.0999999999999,1183,1118,27543.600000000002,1287.6429907044517,"s3","d1","s3d1",null,null,null,null,null,null,null,null,null,null,null,null,null,null,null,null,null,null,null,null,null,null,null,null,null,null,null,null,null,null,null,null,null,null,null,null,null,null,null,null,null,null,12,8,272,{"$f":"OFFSET(LoadCurve!$D$1,IF($CA$1,BX274,366-BX274),BY274)","v":1019},{"$f":"IF(BZ274=SUMIF(LoadCurve!$AQ$51:$AQ$90,CB273,LoadCurve!$BK$51:$BK$90),CB273+1,CB273)","v":2},1316,{"$f":"SUMIF(LoadCurve!$AQ$51:$AQ$90,CB274,LoadCurve!$BJ$51:$BJ$90)","v":1265.3626074583512}]
[274,"2009-10-01",4,"Thursday",1059,1052,1017,1032,1047,1103,1028,1040,1103,1137,1145,1149,1132,1134,1154,1193,1127,1189,1354.4,1347.8,1342.2,1255,1145,1080,27365.4,1294.3186916340067,"s3","d1","s3d1",null,null,null,null,null,null,null,null,null,null,null,null,null,null,null,null,null,null,null,null,null,null,null,null,null,null,null,null,null,null,null,null,null,null,null,null,null,null,null,null,null,null,12,9,273,{"$f":"OFFSET(LoadCurve!$D$1,IF($CA$1,BX275,366-BX275),BY275)","v":1106},{"$f":"IF(BZ275=SUMIF(LoadCurve!$AQ$51:$AQ$90,CB274,LoadCurve!$BK$51:$BK$90),CB274+1,CB274)","v":2},1316,{"$f":"SUMIF(LoadCurve!$AQ$51:$AQ$90,CB275,LoadCurve!$BJ$51:$BJ$90)","v":1265.3626074583512}]
[275,"2009-10-02",5,"Friday",1031,1013,980,983,1052,1061,1030,1046,1086,1124,1149,1094,1115,1119,1159,1160,1155,1268.9000000000001,1348.3,1305.3,1294.2,1282.8,1179,1172,27207.5,1299.7168224706058,"s3","d1","s3d1",null,null,null,null,null,null,null,null,null,null,null,null,null,null,null,null,null,null,null,null,null,null,null,null,null,null,null,null,null,null,null,null,null,null,null,null,null,null,null,null,null,null,12,10,274,{"$f":"OFFSET(LoadCurve!$D$1,IF($CA$1,BX276,366-BX276),BY276)","v":1125},{"$f":"IF(BZ276=SUMIF(LoadCurve!$AQ$51:$AQ$90,CB275,LoadCurve!$BK$51:$BK$90),CB275+1,CB275)","v":2},1316,{"$f":"SUMIF(LoadCurve!$AQ$51:$AQ$90,CB276,LoadCurve!$BJ$51:$BJ$90)","v":1265.3626074583512}]
[276,"2009-10-03",6,"Saturday",1059,1019,1017,1014,1026,1069,962,955,997,1021,1016,1015,995,1013,986,1002,1016,1106.2,1264.3,1309.8,1269.0999999999999,1162,1113,1059,25465.399999999998,1296.1751402235454,"s3","d1","s3d1",null,null,null,null,null,null,null,null,null,null,null,null,null,null,null,null,null,null,null,null,null,null,null,null,null,null,null,null,null,null,null,null,null,null,null,null,null,null,null,null,null,null,12,11,275,{"$f":"OFFSET(LoadCurve!$D$1,IF($CA$1,BX277,366-BX277),BY277)","v":1142},{"$f":"IF(BZ277=SUMIF(LoadCurve!$AQ$51:$AQ$90,CB276,LoadCurve!$BK$51:$BK$90),CB276+1,CB276)","v":2},1315.7,{"$f":"SUMIF(LoadCurve!$AQ$51:$AQ$90,CB277,LoadCurve!$BJ$51:$BJ$90)","v":1265.3626074583512}]
[277,"2009-10-04",7,"Sunday",1012,944,937,930,945,893,850,928,925,915,904,924,934,960,962,970,981,1096,1283,1264,1281,1123,1100,1006,24067,1294.8576262011909,"s3","d1","s3d1",null,null,null,null,null,null,null,null,null,null,null,null,null,null,null,null,null,null,null,null,null,null,null,null,null,null,null,null,null,null,null,null,null,null,null,null,null,null,null,null,null,null,12,12,276,{"$f":"OFFSET(LoadCurve!$D$1,IF($CA$1,BX278,366-BX278),BY278)","v":1066},{"$f":"IF(BZ278=SUMIF(LoadCurve!$AQ$51:$AQ$90,CB277,LoadCurve!$BK$51:$BK$90),CB277+1,CB277)","v":2},1315.6,{"$f":"SUMIF(LoadCurve!$AQ$51:$AQ$90,CB278,LoadCurve!$BJ$51:$BJ$90)","v":1265.3626074583512}]
[278,"2009-10-05",1,"Monday",1010,984,962,959,1019,1074,1013,1056,1120,1130,1129,1147,1148,1165,1080,1155,1123,1222,1346.8,1334.3,1299.5999999999999,1211.4000000000001,1118,1075,26881.1,1300.051863581072,"s3","d1","s3d1",null,null,null,null,null,null,null,null,null,null,null,null,null,null,null,null,null,null,null,null,null,null,null,null,null,null,null,null,null,null,null,null,null,null,null,null,null,null,null,null,null,null,12,13,277,{"$f":"OFFSET(LoadCurve!$D$1,IF($CA$1,BX279,366-BX279),BY279)","v":1112},{"$f":"IF(BZ279=SUMIF(LoadCurve!$AQ$51:$AQ$90,CB278,LoadCurve!$BK$51:$BK$90),CB278+1,CB278)","v":2},1315.5,{"$f":"SUMIF(LoadCurve!$AQ$51:$AQ$90,CB279,LoadCurve!$BJ$51:$BJ$90)","v":1265.3626074583512}]
[279,"2009-10-06",2,"Tuesday",1042,1031,1047,1041,1090,1114,1040,1019,1038,984,880,982,1057,1076,1142,1168,1114,1184,1154,1247,1244,1187,1119,1063,26063,1285.4466772229648,"s3","d1","s3d1",null,null,null,null,null,null,null,null,null,null,null,null,null,null,null,null,null,null,null,null,null,null,null,null,null,null,null,null,null,null,null,null,null,null,null,null,null,null,null,null,null,null,12,14,278,{"$f":"OFFSET(LoadCurve!$D$1,IF($CA$1,BX280,366-BX280),BY280)","v":1130},{"$f":"IF(BZ280=SUMIF(LoadCurve!$AQ$51:$AQ$90,CB279,LoadCurve!$BK$51:$BK$90),CB279+1,CB279)","v":2},1315.1,{"$f":"SUMIF(LoadCurve!$AQ$51:$AQ$90,CB280,LoadCurve!$BJ$51:$BJ$90)","v":1265.3626074583512}]
[280,"2009-10-07",3,"Wednesday",1039,1016,1015,1015,1042,1079,1084,1057,1110,1097,1128,1090,1105,1100,1122,1142,1117,1177,1309,1332,1288,1221,1231,1070,26986,1287.8020095006684,"s3","d1","s3d1",null,null,null,null,null,null,null,null,null,null,null,null,null,null,null,null,null,null,null,null,null,null,null,null,null,null,null,null,null,null,null,null,null,null,null,null,null,null,null,null,null,null,12,15,279,{"$f":"OFFSET(LoadCurve!$D$1,IF($CA$1,BX281,366-BX281),BY281)","v":1144},{"$f":"IF(BZ281=SUMIF(LoadCurve!$AQ$51:$AQ$90,CB280,LoadCurve!$BK$51:$BK$90),CB280+1,CB280)","v":2},1315,{"$f":"SUMIF(LoadCurve!$AQ$51:$AQ$90,CB281,LoadCurve!$BJ$51:$BJ$90)","v":1265.3626074583512}]
[281,"2009-10-08",4,"Thursday",1020,1037,1009,994,999,1063,982,1030,1055,1089,1091,1087,1002,1061,1084,1061,1083,1140,1272,1325,1302,1217,1126,1080,26209,1286.2218085506017,"s3","d1","s3d1",null,null,null,null,null,null,null,null,null,null,null,null,null,null,null,null,null,null,null,null,null,null,null,null,null,null,null,null,null,null,null,null,null,null,null,null,null,null,null,null,null,null,12,16,280,{"$f":"OFFSET(LoadCurve!$D$1,IF($CA$1,BX282,366-BX282),BY282)","v":1117},{"$f":"IF(BZ282=SUMIF(LoadCurve!$AQ$51:$AQ$90,CB281,LoadCurve!$BK$51:$BK$90),CB281+1,CB281)","v":2},1315,{"$f":"SUMIF(LoadCurve!$AQ$51:$AQ$90,CB282,LoadCurve!$BJ$51:$BJ$90)","v":1265.3626074583512}]
[282,"2009-10-09",5,"Friday",1031,1008,985,987,1037,1098,1042,1071,1104,1089,1018,1119,1121,1163,1222,1211,1199,1225,1353,1339,1298,1245,1197,1112,27274,1292.8996276955415,"s3","d1","s3d1",null,null,null,null,null,null,null,null,null,null,null,null,null,null,null,null,null,null,null,null,null,null,null,null,null,null,null,null,null,null,null,null,null,null,null,null,null,null,null,null,null,null,12,{"$f":"BY259","v":17},281,{"$f":"OFFSET(LoadCurve!$D$1,IF($CA$1,BX283,366-BX283),BY283)","v":1111},{"$f":"IF(BZ283=SUMIF(LoadCurve!$AQ$51:$AQ$90,CB282,LoadCurve!$BK$51:$BK$90),CB282+1,CB282)","v":2},1315,{"$f":"SUMIF(LoadCurve!$AQ$51:$AQ$90,CB283,LoadCurve!$BJ$51:$BJ$90)","v":1265.3626074583512}]
[283,"2009-10-10",6,"Saturday",1082,1031,1024,1009,1039,1014,948,983,1008,1021,1027,1037,1046,1049,1065,1059,1047,1109,1339.3,1325.3,1342.1,1239,1183,1109,26135.699999999997,1297.5396649259874,"s3","d1","s3d1",null,null,null,null,null,null,null,null,null,null,null,null,null,null,null,null,null,null,null,null,null,null,null,null,null,null,null,null,null,null,null,null,null,null,null,null,null,null,null,null,null,null,12,18,282,{"$f":"OFFSET(LoadCurve!$D$1,IF($CA$1,BX284,366-BX284),BY284)","v":1128},{"$f":"IF(BZ284=SUMIF(LoadCurve!$AQ$51:$AQ$90,CB283,LoadCurve!$BK$51:$BK$90),CB283+1,CB283)","v":2},1315,{"$f":"SUMIF(LoadCurve!$AQ$51:$AQ$90,CB284,LoadCurve!$BJ$51:$BJ$90)","v":1265.3626074583512}]
[284,"2009-10-11",7,"Sunday",1013,946,988,945,1001,1038,977,995,1006,1023,1012,961,1051,1086,1127,1138,1146,1201.0999999999999,1318.8,1290.7,1262.5999999999999,1221.0999999999999,1123,1073,25943.299999999996,1299.6656984333886,"s3","d1","s3d1",null,null,null,null,null,null,null,null,null,null,null,null,null,null,null,null,null,null,null,null,null,null,null,null,null,null,null,null,null,null,null,null,null,null,null,null,null,null,null,null,null,null,12,19,283,{"$f":"OFFSET(LoadCurve!$D$1,IF($CA$1,BX285,366-BX285),BY285)","v":1294},{"$f":"IF(BZ285=SUMIF(LoadCurve!$AQ$51:$AQ$90,CB284,LoadCurve!$BK$51:$BK$90),CB284+1,CB284)","v":2},1314,{"$f":"SUMIF(LoadCurve!$AQ$51:$AQ$90,CB285,LoadCurve!$BJ$51:$BJ$90)","v":1265.3626074583512}]
[285,"2009-10-12",1,"Monday",1022,1007,1008,1038,998,1061,1037,1046,1153,1117,1153,1160,1096,1127,1165,1177,1161,1187.5,1347.3,1366.9,1349.2,1289.8,1170,1121,27357.7,1304.4291285900497,"s3","d1","s3d1",null,null,null,null,null,null,null,null,null,null,null,null,null,null,null,null,null,null,null,null,null,null,null,null,null,null,null,null,null,null,null,null,null,null,null,null,null,null,null,null,null,null,12,20,284,{"$f":"OFFSET(LoadCurve!$D$1,IF($CA$1,BX286,366-BX286),BY286)","v":1310},{"$f":"IF(BZ286=SUMIF(LoadCurve!$AQ$51:$AQ$90,CB285,LoadCurve!$BK$51:$BK$90),CB285+1,CB285)","v":2},1314,{"$f":"SUMIF(LoadCurve!$AQ$51:$AQ$90,CB286,LoadCurve!$BJ$51:$BJ$90)","v":1265.3626074583512}]
[286,"2009-10-13",2,"Tuesday",1099,1077,1044,1042,1092,1130,1054,1110,1102,1161,1111,1138,1154,1174.8,1219.2,1239.9000000000001,1203.3,1223.0999999999999,1358.6,1351.8,1315.6,1249.7,1170,1071,27890.999999999996,1309.8462157310446,"s3","d1","s3d1",null,null,null,null,null,null,null,null,null,null,null,null,null,null,null,null,null,null,null,null,null,null,null,null,null,null,null,null,null,null,null,null,null,null,null,null,null,null,null,null,null,null,12,21,285,{"$f":"OFFSET(LoadCurve!$D$1,IF($CA$1,BX287,366-BX287),BY287)","v":1308},{"$f":"IF(BZ287=SUMIF(LoadCurve!$AQ$51:$AQ$90,CB286,LoadCurve!$BK$51:$BK$90),CB286+1,CB286)","v":2},1314,{"$f":"SUMIF(LoadCurve!$AQ$51:$AQ$90,CB287,LoadCurve!$BJ$51:$BJ$90)","v":1265.3626074583512}]
[287,"2009-10-14",3,"Wednesday",1073,1036,1062,1057,1090,1127,1064,1076,1108,1103,1104,1117,1115,1110,1135,1145,1144,1167,1293.5,1323.9,1231,1219,1186,1063,27149.4,1308.21159415794,"s3","d1","s3d1",null,null,null,null,null,null,null,null,null,null,null,null,null,null,null,null,null,null,null,null,null,null,null,null,null,null,null,null,null,null,null,null,null,null,null,null,null,null,null,null,null,null,12,22,286,{"$f":"OFFSET(LoadCurve!$D$1,IF($CA$1,BX288,366-BX288),BY288)","v":1252},{"$f":"IF(BZ288=SUMIF(LoadCurve!$AQ$51:$AQ$90,CB287,LoadCurve!$BK$51:$BK$90),CB287+1,CB287)","v":2},1314,{"$f":"SUMIF(LoadCurve!$AQ$51:$AQ$90,CB288,LoadCurve!$BJ$51:$BJ$90)","v":1265.3626074583512}]
[288,"2009-10-15",4,"Thursday",1045,1014,977,969,1031,1084,1029,1057,1105,1084,1122,1090,1090,1118,1121,1128,1129,1179.9000000000001,1311.7,1311.8,1301.7,1229.8,1160,1095,26782.9,1308.5604347421461,"s3","d1","s3d1",null,null,null,null,null,null,null,null,null,null,null,null,null,null,null,null,null,null,null,null,null,null,null,null,null,null,null,null,null,null,null,null,null,null,null,null,null,null,null,null,null,null,12,23,287,{"$f":"OFFSET(LoadCurve!$D$1,IF($CA$1,BX289,366-BX289),BY289)","v":1178},{"$f":"IF(BZ289=SUMIF(LoadCurve!$AQ$51:$AQ$90,CB288,LoadCurve!$BK$51:$BK$90),CB288+1,CB288)","v":2},1314,{"$f":"SUMIF(LoadCurve!$AQ$51:$AQ$90,CB289,LoadCurve!$BJ$51:$BJ$90)","v":1265.3626074583512}]
[289,"2009-10-16",5,"Friday",1084,1017,1002,965,1027,1092,1022,1065,1136,1103,1099,1072,1181,1153,1261,1265,1252.3,1242.9000000000001,1385.2,1362.9,1347.2,1303.0999999999999,1198.0999999999999,1204,27839.7,1316.2243912679314,"s3","d1","s3d1",null,null,null,null,null,null,null,null,null,null,null,null,null,null,null,null,null,null,null,null,null,null,null,null,null,null,null,null,null,null,null,null,null,null,null,null,null,null,null,null,null,null,12,24,288,{"$f":"OFFSET(LoadCurve!$D$1,IF($CA$1,BX290,366-BX290),BY290)","v":1081},{"$f":"IF(BZ290=SUMIF(LoadCurve!$AQ$51:$AQ$90,CB289,LoadCurve!$BK$51:$BK$90),CB289+1,CB289)","v":2},1314,{"$f":"SUMIF(LoadCurve!$AQ$51:$AQ$90,CB290,LoadCurve!$BJ$51:$BJ$90)","v":1265.3626074583512}]
[290,"2009-10-17",6,"Saturday",1111,1066,963,1024,1058,1041,992,1011,974,879,942,961,971,981,1017,1015,1012,1158.2,1322.6,1317.4,1322,1222,1215,1150,25725.200000000001,1316.8619521411383,"s3","d1","s3d1",null,null,null,null,null,null,null,null,null,null,null,null,null,null,null,null,null,null,null,null,null,null,null,null,null,null,null,null,null,null,null,null,null,null,null,null,null,null,null,null,null,null,13,1,289,{"$f":"OFFSET(LoadCurve!$D$1,IF($CA$1,BX291,366-BX291),BY291)","v":1089},{"$f":"IF(BZ291=SUMIF(LoadCurve!$AQ$51:$AQ$90,CB290,LoadCurve!$BK$51:$BK$90),CB290+1,CB290)","v":2},1314,{"$f":"SUMIF(LoadCurve!$AQ$51:$AQ$90,CB291,LoadCurve!$BJ$51:$BJ$90)","v":1265.3626074583512}]
[291,"2009-10-18",7,"Sunday",1065,1043,1034,1016,1020,986,952,969,906,889,648,32,86,59,59,59,311,609,748,565,639,735,735,750,15915,1259.9757569270246,"s3","d1","s3d1",null,null,null,null,null,null,null,null,null,null,null,null,null,null,null,null,null,null,null,null,null,null,null,null,null,null,null,null,null,null,null,null,null,null,null,null,null,null,null,null,null,null,13,2,290,{"$f":"OFFSET(LoadCurve!$D$1,IF($CA$1,BX292,366-BX292),BY292)","v":1071},{"$f":"IF(BZ292=SUMIF(LoadCurve!$AQ$51:$AQ$90,CB291,LoadCurve!$BK$51:$BK$90),CB291+1,CB291)","v":2},1314,{"$f":"SUMIF(LoadCurve!$AQ$51:$AQ$90,CB292,LoadCurve!$BJ$51:$BJ$90)","v":1265.3626074583512}]
[292,"2009-10-19",1,"Monday",815,894,918,950,1021,1034,1052,1081,1154,1172,1162,1198,1178,1195,1213,1168,1157,1279.3,1324.5,1352.7,1327.7,1273.0999999999999,1184,1113,27216.3,1266.4281812343222,"s3","d1","s3d1",null,null,null,null,null,null,null,null,null,null,null,null,null,null,null,null,null,null,null,null,null,null,null,null,null,null,null,null,null,null,null,null,null,null,null,null,null,null,null,null,null,null,13,3,291,{"$f":"OFFSET(LoadCurve!$D$1,IF($CA$1,BX293,366-BX293),BY293)","v":1029},{"$f":"IF(BZ293=SUMIF(LoadCurve!$AQ$51:$AQ$90,CB292,LoadCurve!$BK$51:$BK$90),CB292+1,CB292)","v":2},1314,{"$f":"SUMIF(LoadCurve!$AQ$51:$AQ$90,CB293,LoadCurve!$BJ$51:$BJ$90)","v":1265.3626074583512}]
[293,"2009-10-20",2,"Tuesday",1081,1063,1052,1061,1044,1132,1054,1107,1121,1139,1153,1173,1108,1157,1155,1139,1134,1207,1320.2,1368.8,1347,1284.9000000000001,1190,1118,27708.9,1271.8053631108901,"s3","d1","s3d1",null,null,null,null,null,null,null,null,null,null,null,null,null,null,null,null,null,null,null,null,null,null,null,null,null,null,null,null,null,null,null,null,null,null,null,null,null,null,null,null,null,null,13,4,292,{"$f":"OFFSET(LoadCurve!$D$1,IF($CA$1,BX294,366-BX294),BY294)","v":1027},{"$f":"IF(BZ294=SUMIF(LoadCurve!$AQ$51:$AQ$90,CB293,LoadCurve!$BK$51:$BK$90),CB293+1,CB293)","v":2},1314,{"$f":"SUMIF(LoadCurve!$AQ$51:$AQ$90,CB294,LoadCurve!$BJ$51:$BJ$90)","v":1265.3626074583512}]
[294,"2009-10-21",3,"Wednesday",1081,1070,1076,1057,1078,1141,1097,1092,1160,1187,1181,1181,1138,1157,1183,1181,1180,1206,1324.6,1342.1,1320.8,1289.3,1198,1100,28020.799999999996,1277.0848267998012,"s3","d1","s3d1",null,null,null,null,null,null,null,null,null,null,null,null,null,null,null,null,null,null,null,null,null,null,null,null,null,null,null,null,null,null,null,null,null,null,null,null,null,null,null,null,null,null,13,5,293,{"$f":"OFFSET(LoadCurve!$D$1,IF($CA$1,BX295,366-BX295),BY295)","v":1066},{"$f":"IF(BZ295=SUMIF(LoadCurve!$AQ$51:$AQ$90,CB294,LoadCurve!$BK$51:$BK$90),CB294+1,CB294)","v":2},1313.3,{"$f":"SUMIF(LoadCurve!$AQ$51:$AQ$90,CB295,LoadCurve!$BJ$51:$BJ$90)","v":1265.3626074583512}]
[295,"2009-10-22",4,"Thursday",1064,1071,1016,1030,1072,1115,1065,1140,1143,1160,1172,1172,1156,1165,1164,1190,1160,1262,1399,1398,1340,1292,1171,1130,28047,1289.2763441198213,"s3","d1","s3d1",null,null,null,null,null,null,null,null,null,null,null,null,null,null,null,null,null,null,null,null,null,null,null,null,null,null,null,null,null,null,null,null,null,null,null,null,null,null,null,null,null,null,13,6,294,{"$f":"OFFSET(LoadCurve!$D$1,IF($CA$1,BX296,366-BX296),BY296)","v":1092},{"$f":"IF(BZ296=SUMIF(LoadCurve!$AQ$51:$AQ$90,CB295,LoadCurve!$BK$51:$BK$90),CB295+1,CB295)","v":2},1313,{"$f":"SUMIF(LoadCurve!$AQ$51:$AQ$90,CB296,LoadCurve!$BJ$51:$BJ$90)","v":1265.3626074583512}]
[296,"2009-10-23",5,"Friday",1102,1039,1019,1038,1081,1099,1027,1096,1143,1146,1125,1153,1130,1132,1164,1197,1165,1212.2,1346.8,1407.4,1331.1,1297.5,1213,1162,27826,1295.0287097078392,"s3","d1","s3d1",null,null,null,null,null,null,null,null,null,null,null,null,null,null,null,null,null,null,null,null,null,null,null,null,null,null,null,null,null,null,null,null,null,null,null,null,null,null,null,null,null,null,13,7,295,{"$f":"OFFSET(LoadCurve!$D$1,IF($CA$1,BX297,366-BX297),BY297)","v":1045},{"$f":"IF(BZ297=SUMIF(LoadCurve!$AQ$51:$AQ$90,CB296,LoadCurve!$BK$51:$BK$90),CB296+1,CB296)","v":2},1313,{"$f":"SUMIF(LoadCurve!$AQ$51:$AQ$90,CB297,LoadCurve!$BJ$51:$BJ$90)","v":1265.3626074583512}]
[297,"2009-10-24",6,"Saturday",1100,1094,1051,1080,1087,1086,1003,1045,1026,1036,1054,1054,1052,1046,1027,1042,1007,1191,1324,1321,1321.2,1246.8,1163,1101,26558,1297.9258387370553,"s3","d1","s3d1",null,null,null,null,null,null,null,null,null,null,null,null,null,null,null,null,null,null,null,null,null,null,null,null,null,null,null,null,null,null,null,null,null,null,null,null,null,null,null,null,null,null,13,8,296,{"$f":"OFFSET(LoadCurve!$D$1,IF($CA$1,BX298,366-BX298),BY298)","v":1042},{"$f":"IF(BZ298=SUMIF(LoadCurve!$AQ$51:$AQ$90,CB297,LoadCurve!$BK$51:$BK$90),CB297+1,CB297)","v":2},1312.6,{"$f":"SUMIF(LoadCurve!$AQ$51:$AQ$90,CB298,LoadCurve!$BJ$51:$BJ$90)","v":1265.3626074583512}]
[298,"2009-10-25",7,"Sunday",1025,990,970,973,983,976,988,978,954,931,943,924,944,966,1000,1008,908,1112.7,1249.2,1233.5999999999999,1238,1182,1092,1032,24600.5,1293.0532548633498,"s3","d1","s3d1",null,null,null,null,null,null,null,null,null,null,null,null,null,null,null,null,null,null,null,null,null,null,null,null,null,null,null,null,null,null,null,null,null,null,null,null,null,null,null,null,null,null,13,9,297,{"$f":"OFFSET(LoadCurve!$D$1,IF($CA$1,BX299,366-BX299),BY299)","v":1092},{"$f":"IF(BZ299=SUMIF(LoadCurve!$AQ$51:$AQ$90,CB298,LoadCurve!$BK$51:$BK$90),CB298+1,CB298)","v":2},1312.4,{"$f":"SUMIF(LoadCurve!$AQ$51:$AQ$90,CB299,LoadCurve!$BJ$51:$BJ$90)","v":1265.3626074583512}]
[299,"2009-10-26",1,"Monday",1010,968,957,967,1019,1044,1028,1092,1135,1167.4000000000001,1169.4000000000001,1165.5,1123.9000000000001,1127.8,1177,1200,1166,1133,1247,1252,1240,1209,1134,1096,26828,1288.4479293770148,"s3","d1","s3d1",null,null,null,null,null,null,null,null,null,null,null,null,null,null,null,null,null,null,null,null,null,null,null,null,null,null,null,null,null,null,null,null,null,null,null,null,null,null,null,null,null,null,13,10,298,{"$f":"OFFSET(LoadCurve!$D$1,IF($CA$1,BX300,366-BX300),BY300)","v":1045},{"$f":"IF(BZ300=SUMIF(LoadCurve!$AQ$51:$AQ$90,CB299,LoadCurve!$BK$51:$BK$90),CB299+1,CB299)","v":2},1312.3,{"$f":"SUMIF(LoadCurve!$AQ$51:$AQ$90,CB300,LoadCurve!$BJ$51:$BJ$90)","v":1265.3626074583512}]
[300,"2009-10-27",2,"Tuesday",1086,1063,1048,1043,1080,1004,1054,1119,1082,1169,1112,1125,1138,1173,1174,1180,1169,1224,1312,1259,1348,1303,1218,1137,27620,1290.8031364393134,"s3","d1","s3d1",null,null,null,null,null,null,null,null,null,null,null,null,null,null,null,null,null,null,null,null,null,null,null,null,null,null,null,null,null,null,null,null,null,null,null,null,null,null,null,null,null,null,13,11,299,{"$f":"OFFSET(LoadCurve!$D$1,IF($CA$1,BX301,366-BX301),BY301)","v":1080},{"$f":"IF(BZ301=SUMIF(LoadCurve!$AQ$51:$AQ$90,CB300,LoadCurve!$BK$51:$BK$90),CB300+1,CB300)","v":2},1312,{"$f":"SUMIF(LoadCurve!$AQ$51:$AQ$90,CB301,LoadCurve!$BJ$51:$BJ$90)","v":1265.3626074583512}]
[301,"2009-10-28",3,"Wednesday",1109,1092,1064,1065,1107,1120,1061,1097,1113,1130,1151,1140,1146,1170,1147,1168,1175,1246,1324,1319,1305,1268,1207,1179,27903,1294.1228227953823,"s3","d1","s3d1",null,null,null,null,null,null,null,null,null,null,null,null,null,null,null,null,null,null,null,null,null,null,null,null,null,null,null,null,null,null,null,null,null,null,null,null,null,null,null,null,null,null,13,12,300,{"$f":"OFFSET(LoadCurve!$D$1,IF($CA$1,BX302,366-BX302),BY302)","v":1102},{"$f":"IF(BZ302=SUMIF(LoadCurve!$AQ$51:$AQ$90,CB301,LoadCurve!$BK$51:$BK$90),CB301+1,CB301)","v":2},1312,{"$f":"SUMIF(LoadCurve!$AQ$51:$AQ$90,CB302,LoadCurve!$BJ$51:$BJ$90)","v":1265.3626074583512}]
[302,"2009-10-29",4,"Thursday",1087,1071,1053,1059,1088,1110,1045,1073,1158,1198,1033,1098,1082,1099,1144,1132,1099,1030,1308,1322,1301,1275,1172,1156,27193,1295.510540515844,"s3","d1","s3d1",null,null,null,null,null,null,null,null,null,null,null,null,null,null,null,null,null,null,null,null,null,null,null,null,null,null,null,null,null,null,null,null,null,null,null,null,null,null,null,null,null,null,13,13,301,{"$f":"OFFSET(LoadCurve!$D$1,IF($CA$1,BX303,366-BX303),BY303)","v":1085},{"$f":"IF(BZ303=SUMIF(LoadCurve!$AQ$51:$AQ$90,CB302,LoadCurve!$BK$51:$BK$90),CB302+1,CB302)","v":2},1312,{"$f":"SUMIF(LoadCurve!$AQ$51:$AQ$90,CB303,LoadCurve!$BJ$51:$BJ$90)","v":1265.3626074583512}]
[303,"2009-10-30",5,"Friday",1083,1043,1034,1017,1046,1115,1123,1109,1173,1163,1168.0999999999999,1191,1180,1169,1191,1138,1153,1218,1303,1328,1336,1312,1203,1144,27940.1,1296.2594864642597,"s3","d1","s3d1",null,null,null,null,null,null,null,null,null,null,null,null,null,null,null,null,null,null,null,null,null,null,null,null,null,null,null,null,null,null,null,null,null,null,null,null,null,null,null,null,null,null,13,14,302,{"$f":"OFFSET(LoadCurve!$D$1,IF($CA$1,BX304,366-BX304),BY304)","v":943},{"$f":"IF(BZ304=SUMIF(LoadCurve!$AQ$51:$AQ$90,CB303,LoadCurve!$BK$51:$BK$90),CB303+1,CB303)","v":2},1312,{"$f":"SUMIF(LoadCurve!$AQ$51:$AQ$90,CB304,LoadCurve!$BJ$51:$BJ$90)","v":1265.3626074583512}]
[304,"2009-10-31",6,"Saturday",1091,1103,1071,1075,1072,1040,985,1001,1031,1042,1053,1047,1062,1059,1058,1067,1056,1139,1335,1342,1013,1281,1209,1137,26369,1300.1335378178337,"s3","d1","s3d1",null,null,null,null,null,null,null,null,null,null,null,null,null,null,null,null,null,null,null,null,null,null,null,null,null,null,null,null,null,null,null,null,null,null,null,null,null,null,null,null,null,null,13,15,303,{"$f":"OFFSET(LoadCurve!$D$1,IF($CA$1,BX305,366-BX305),BY305)","v":1068},{"$f":"IF(BZ305=SUMIF(LoadCurve!$AQ$51:$AQ$90,CB304,LoadCurve!$BK$51:$BK$90),CB304+1,CB304)","v":2},1312,{"$f":"SUMIF(LoadCurve!$AQ$51:$AQ$90,CB305,LoadCurve!$BJ$51:$BJ$90)","v":1265.3626074583512}]
[305,"2009-11-01",7,"Sunday",1077,1080,1047,1056,1059,1006,1000,968,967,885,929,942,961,994,934,979,968,1162,1238,1285,1260,1223,1125,1062,25207,1293.9201840360504,"s3","d1","s3d1",null,null,null,null,null,null,null,null,null,null,null,null,null,null,null,null,null,null,null,null,null,null,null,null,null,null,null,null,null,null,null,null,null,null,null,null,null,null,null,null,null,null,13,16,304,{"$f":"OFFSET(LoadCurve!$D$1,IF($CA$1,BX306,366-BX306),BY306)","v":1090},{"$f":"IF(BZ306=SUMIF(LoadCurve!$AQ$51:$AQ$90,CB305,LoadCurve!$BK$51:$BK$90),CB305+1,CB305)","v":2},1312,{"$f":"SUMIF(LoadCurve!$AQ$51:$AQ$90,CB306,LoadCurve!$BJ$51:$BJ$90)","v":1265.3626074583512}]
[306,"2009-11-02",1,"Monday",1024,998,998,979,1011,1062,997,1070,1134,1181,1198,1204,1203,1197,1207,1207,1117,1147,1258,1314,1311,1239,1160,1137,27353,1290.3281656324452,"s3","d1","s3d1",null,null,null,null,null,null,null,null,null,null,null,null,null,null,null,null,null,null,null,null,null,null,null,null,null,null,null,null,null,null,null,null,null,null,null,null,null,null,null,null,null,null,13,17,305,{"$f":"OFFSET(LoadCurve!$D$1,IF($CA$1,BX307,366-BX307),BY307)","v":1055},{"$f":"IF(BZ307=SUMIF(LoadCurve!$AQ$51:$AQ$90,CB306,LoadCurve!$BK$51:$BK$90),CB306+1,CB306)","v":2},1312,{"$f":"SUMIF(LoadCurve!$AQ$51:$AQ$90,CB307,LoadCurve!$BJ$51:$BJ$90)","v":1265.3626074583512}]
[307,"2009-11-03",2,"Tuesday",1086,1055,1057,1046,1067,1059,1018,1075,1139,1174,1183,1186,1180,1178,1162,863,1050,1042,1086,1093,1105,1121,1079,1081,26185,1269.8953490692006,"s3","d1","s3d1",null,null,null,null,null,null,null,null,null,null,null,null,null,null,null,null,null,null,null,null,null,null,null,null,null,null,null,null,null,null,null,null,null,null,null,null,null,null,null,null,null,null,13,18,306,{"$f":"OFFSET(LoadCurve!$D$1,IF($CA$1,BX308,366-BX308),BY308)","v":1085},{"$f":"IF(BZ308=SUMIF(LoadCurve!$AQ$51:$AQ$90,CB307,LoadCurve!$BK$51:$BK$90),CB307+1,CB307)","v":2},1311.8,{"$f":"SUMIF(LoadCurve!$AQ$51:$AQ$90,CB308,LoadCurve!$BJ$51:$BJ$90)","v":1265.3626074583512}]
[308,"2009-11-04",3,"Wednesday",1027,1017,1026,1000,1039,1067,1013,1050,1107,1147,1162,1164,1180,1175,1126,1183,1193,1229,1311,1312,1308,1241,1213,1117,27407,1274.0058141622806,"s3","d1","s3d1",null,null,null,null,null,null,null,null,null,null,null,null,null,null,null,null,null,null,null,null,null,null,null,null,null,null,null,null,null,null,null,null,null,null,null,null,null,null,null,null,null,null,13,19,307,{"$f":"OFFSET(LoadCurve!$D$1,IF($CA$1,BX309,366-BX309),BY309)","v":1304},{"$f":"IF(BZ309=SUMIF(LoadCurve!$AQ$51:$AQ$90,CB308,LoadCurve!$BK$51:$BK$90),CB308+1,CB308)","v":2},1311.7,{"$f":"SUMIF(LoadCurve!$AQ$51:$AQ$90,CB309,LoadCurve!$BJ$51:$BJ$90)","v":1265.3626074583512}]
[309,"2009-11-05",4,"Thursday",1069,1082,1050,1063,1091,1099,1053,1110,1148,1174,1168,1158,1148,1195,1211,1056,1147,1248,1322,1340,1334,1303,1253,1162,27984,1278.8052327460525,"s3","d1","s3d1",null,null,null,null,null,null,null,null,null,null,null,null,null,null,null,null,null,null,null,null,null,null,null,null,null,null,null,null,null,null,null,null,null,null,null,null,null,null,null,null,null,null,13,20,308,{"$f":"OFFSET(LoadCurve!$D$1,IF($CA$1,BX310,366-BX310),BY310)","v":1315},{"$f":"IF(BZ310=SUMIF(LoadCurve!$AQ$51:$AQ$90,CB309,LoadCurve!$BK$51:$BK$90),CB309+1,CB309)","v":2},1311.5,{"$f":"SUMIF(LoadCurve!$AQ$51:$AQ$90,CB310,LoadCurve!$BJ$51:$BJ$90)","v":1265.3626074583512}]
[310,"2009-11-06",5,"Friday",1120,1104,1077,1073,1104,1111,1015,632,991,1028,1107,1156,1103,1138,1204,1137,1049,1221,1296.5999999999999,1326.4,1308.9000000000001,1298.7,1212,1161,26973.600000000002,1280.5847094714475,"s3","d1","s3d1",null,null,null,null,null,null,null,null,null,null,null,null,null,null,null,null,null,null,null,null,null,null,null,null,null,null,null,null,null,null,null,null,null,null,null,null,null,null,null,null,null,null,13,21,309,{"$f":"OFFSET(LoadCurve!$D$1,IF($CA$1,BX311,366-BX311),BY311)","v":1308},{"$f":"IF(BZ311=SUMIF(LoadCurve!$AQ$51:$AQ$90,CB310,LoadCurve!$BK$51:$BK$90),CB310+1,CB310)","v":2},1311.2,{"$f":"SUMIF(LoadCurve!$AQ$51:$AQ$90,CB311,LoadCurve!$BJ$51:$BJ$90)","v":1265.3626074583512}]
[311,"2009-11-07",6,"Saturday",1100,1077,1079,1048,1079,1026,1012,983,1013,1046,1054,1057,1047,1031,1030,1017,1037,1150,1259.2,1280.5,1280.2,1241.7,1180,1120,26247.600000000002,1278.4462385243028,"s3","d1","s3d1",null,null,null,null,null,null,null,null,null,null,null,null,null,null,null,null,null,null,null,null,null,null,null,null,null,null,null,null,null,null,null,null,null,null,null,null,null,null,null,null,null,null,13,22,310,{"$f":"OFFSET(LoadCurve!$D$1,IF($CA$1,BX312,366-BX312),BY312)","v":1283},{"$f":"IF(BZ312=SUMIF(LoadCurve!$AQ$51:$AQ$90,CB311,LoadCurve!$BK$51:$BK$90),CB311+1,CB311)","v":2},1311.2,{"$f":"SUMIF(LoadCurve!$AQ$51:$AQ$90,CB312,LoadCurve!$BJ$51:$BJ$90)","v":1265.3626074583512}]
[312,"2009-11-08",7,"Sunday",1072,1046,1024,1034,1048,1008,983,920,963,939,955,962,957,952,981,997,1025,1158,1280,1295,1272,1047,1109,1055,25082,1278.6016146718725,"s3","d1","s3d1",null,null,null,null,null,null,null,null,null,null,null,null,null,null,null,null,null,null,null,null,null,null,null,null,null,null,null,null,null,null,null,null,null,null,null,null,null,null,null,null,null,null,13,23,311,{"$f":"OFFSET(LoadCurve!$D$1,IF($CA$1,BX313,366-BX313),BY313)","v":1215},{"$f":"IF(BZ313=SUMIF(LoadCurve!$AQ$51:$AQ$90,CB312,LoadCurve!$BK$51:$BK$90),CB312+1,CB312)","v":2},1311,{"$f":"SUMIF(LoadCurve!$AQ$51:$AQ$90,CB313,LoadCurve!$BJ$51:$BJ$90)","v":1265.3626074583512}]
[313,"2009-11-09",1,"Monday",1019,1007,1014,1008,1034,1091,1028,1083,1132,1198,1209,1233,1220,1204,1245,1246,1228,1289,1363,1382,1377,1323,1213,1140,28286,1287.0414532046852,"s3","d1","s3d1",null,null,null,null,null,null,null,null,null,null,null,null,null,null,null,null,null,null,null,null,null,null,null,null,null,null,null,null,null,null,null,null,null,null,null,null,null,null,null,null,null,null,13,24,312,{"$f":"OFFSET(LoadCurve!$D$1,IF($CA$1,BX314,366-BX314),BY314)","v":1129},{"$f":"IF(BZ314=SUMIF(LoadCurve!$AQ$51:$AQ$90,CB313,LoadCurve!$BK$51:$BK$90),CB313+1,CB313)","v":2},1311,{"$f":"SUMIF(LoadCurve!$AQ$51:$AQ$90,CB314,LoadCurve!$BJ$51:$BJ$90)","v":1265.3626074583512}]
[314,"2009-11-10",2,"Tuesday",1123,1094,1063,1068,1135,1109,1051,1072,1179,1195,1213,1206,1221,1217,1211,1197,1162,1286,1345,1361,1357,1332,1251,1160,28608,1292.8373078842167,"s3","d1","s3d1",null,null,null,null,null,null,null,null,null,null,null,null,null,null,null,null,null,null,null,null,null,null,null,null,null,null,null,null,null,null,null,null,null,null,null,null,null,null,null,null,null,null,14,1,313,{"$f":"OFFSET(LoadCurve!$D$1,IF($CA$1,BX315,366-BX315),BY315)","v":1093},{"$f":"IF(BZ315=SUMIF(LoadCurve!$AQ$51:$AQ$90,CB314,LoadCurve!$BK$51:$BK$90),CB314+1,CB314)","v":2},1311,{"$f":"SUMIF(LoadCurve!$AQ$51:$AQ$90,CB315,LoadCurve!$BJ$51:$BJ$90)","v":1265.3626074583512}]
[315,"2009-11-11",3,"Wednesday",1122,1072,1096,1084,1112,1112,1072,1109,1155,1212,1225,1217,1211,1202,1211,1236,1217,1278,1338.3,1364,1340,1295,1213,1189,28682.3,1297.3835770957949,"s3","d1","s3d1",null,null,null,null,null,null,null,null,null,null,null,null,null,null,null,null,null,null,null,null,null,null,null,null,null,null,null,null,null,null,null,null,null,null,null,null,null,null,null,null,null,null,14,2,314,{"$f":"OFFSET(LoadCurve!$D$1,IF($CA$1,BX316,366-BX316),BY316)","v":1055},{"$f":"IF(BZ316=SUMIF(LoadCurve!$AQ$51:$AQ$90,CB315,LoadCurve!$BK$51:$BK$90),CB315+1,CB315)","v":2},1311,{"$f":"SUMIF(LoadCurve!$AQ$51:$AQ$90,CB316,LoadCurve!$BJ$51:$BJ$90)","v":1265.3626074583512}]
[316,"2009-11-12",4,"Thursday",1093,1083,1063,1061,1104,1146,1058,1101,1154,1188,1095,1088,1108,1169,1183,1209,1188,1284,1364,1323,1305,1271,1183,1155,27976,1304.0452193862154,"s3","d1","s3d1",null,null,null,null,null,null,null,null,null,null,null,null,null,null,null,null,null,null,null,null,null,null,null,null,null,null,null,null,null,null,null,null,null,null,null,null,null,null,null,null,null,null,14,3,315,{"$f":"OFFSET(LoadCurve!$D$1,IF($CA$1,BX317,366-BX317),BY317)","v":1068},{"$f":"IF(BZ317=SUMIF(LoadCurve!$AQ$51:$AQ$90,CB316,LoadCurve!$BK$51:$BK$90),CB316+1,CB316)","v":2},1310,{"$f":"SUMIF(LoadCurve!$AQ$51:$AQ$90,CB317,LoadCurve!$BJ$51:$BJ$90)","v":1265.3626074583512}]
[317,"2009-11-13",5,"Friday",1116,1097,1109,1097,1101,1132,965,1121,1191,1202,1217,1153,1166,1026,1136,1179,1145,1124,1324,1361,1358,1323,1216,1176,28035,1306.0406974475941,"s3","d1","s3d1",null,null,null,null,null,null,null,null,null,null,null,null,null,null,null,null,null,null,null,null,null,null,null,null,null,null,null,null,null,null,null,null,null,null,null,null,null,null,null,null,null,null,14,4,316,{"$f":"OFFSET(LoadCurve!$D$1,IF($CA$1,BX318,366-BX318),BY318)","v":1032},{"$f":"IF(BZ318=SUMIF(LoadCurve!$AQ$51:$AQ$90,CB317,LoadCurve!$BK$51:$BK$90),CB317+1,CB317)","v":2},1310,{"$f":"SUMIF(LoadCurve!$AQ$51:$AQ$90,CB318,LoadCurve!$BJ$51:$BJ$90)","v":1265.3626074583512}]
[318,"2009-11-14",6,"Saturday",1149,1128,1115,1096,1085,1057,1043,1059,1059,974,972,997,981,1004,1000,968,989,1155,1310,1338,1335,1291,1235,1097,26437,1306.4366277028348,"s3","d1","s3d1",null,null,null,null,null,null,null,null,null,null,null,null,null,null,null,null,null,null,null,null,null,null,null,null,null,null,null,null,null,null,null,null,null,null,null,null,null,null,null,null,null,null,14,5,317,{"$f":"OFFSET(LoadCurve!$D$1,IF($CA$1,BX319,366-BX319),BY319)","v":1049},{"$f":"IF(BZ319=SUMIF(LoadCurve!$AQ$51:$AQ$90,CB318,LoadCurve!$BK$51:$BK$90),CB318+1,CB318)","v":2},1310,{"$f":"SUMIF(LoadCurve!$AQ$51:$AQ$90,CB319,LoadCurve!$BJ$51:$BJ$90)","v":1265.3626074583512}]
[319,"2009-11-15",7,"Sunday",1212,1193,1185,1194,1186,1040,963,963,954,888,917,954,982,996,1070,1010,1016,1157,1281,1300,1229,1202,1118,1093,26103,1303.8929649325512,"s3","d1","s3d1",null,null,null,null,null,null,null,null,null,null,null,null,null,null,null,null,null,null,null,null,null,null,null,null,null,null,null,null,null,null,null,null,null,null,null,null,null,null,null,null,null,null,14,6,318,{"$f":"OFFSET(LoadCurve!$D$1,IF($CA$1,BX320,366-BX320),BY320)","v":1083},{"$f":"IF(BZ320=SUMIF(LoadCurve!$AQ$51:$AQ$90,CB319,LoadCurve!$BK$51:$BK$90),CB319+1,CB319)","v":2},1310,{"$f":"SUMIF(LoadCurve!$AQ$51:$AQ$90,CB320,LoadCurve!$BJ$51:$BJ$90)","v":1265.3626074583512}]
[320,"2009-11-16",1,"Monday",1006,1009,1000,984,1055,1070,1034,1080,1150,1193,1207,1183,1206,1208,1219,1229,1200,1296,1370,1391,1349,1303,1245,1162,28149,1310.503668439296,"s3","d1","s3d1",null,null,null,null,null,null,null,null,null,null,null,null,null,null,null,null,null,null,null,null,null,null,null,null,null,null,null,null,null,null,null,null,null,null,null,null,null,null,null,null,null,null,14,7,319,{"$f":"OFFSET(LoadCurve!$D$1,IF($CA$1,BX321,366-BX321),BY321)","v":1051},{"$f":"IF(BZ321=SUMIF(LoadCurve!$AQ$51:$AQ$90,CB320,LoadCurve!$BK$51:$BK$90),CB320+1,CB320)","v":2},1310,{"$f":"SUMIF(LoadCurve!$AQ$51:$AQ$90,CB321,LoadCurve!$BJ$51:$BJ$90)","v":1265.3626074583512}]
[321,"2009-11-17",2,{"$f":"VLOOKUP(C322,weekdays,2,FALSE)","v":"Tuesday"},1166,1123,1115,1102,1140,1134,1058,1085,1131,1141,1170,1178,1032,1194,1210,1209,1194,1296,1376,1369,1337,1301,1234,1155,{"$f":"SUM(E322:AB322)","v":28450},1317.0533015953663,"s3","d1","s3d1",null,null,null,null,null,null,null,null,null,null,null,null,null,null,null,null,null,null,null,null,null,null,null,null,null,null,null,null,null,null,null,null,null,null,null,null,null,null,null,null,null,null,14,8,320,{"$f":"OFFSET(LoadCurve!$D$1,IF($CA$1,BX322,366-BX322),BY322)","v":1056},{"$f":"IF(BZ322=SUMIF(LoadCurve!$AQ$51:$AQ$90,CB321,LoadCurve!$BK$51:$BK$90),CB321+1,CB321)","v":2},1309.8,{"$f":"SUMIF(LoadCurve!$AQ$51:$AQ$90,CB322,LoadCurve!$BJ$51:$BJ$90)","v":1265.3626074583512}]
[322,"2009-11-18",{"$f":"WEEKDAY(B323,2)","v":3},"Wednesday",1132,1112,1088,1088,1123,1147,1080,1110,1195,1110,1199,1212,1196,1225,1239,1257,1224,1302,1297,1387,1352,1345,1263,1194,28877,1315.0479714358298,{"$f":"IF(AND(A323>$AJ$6,A323<$AJ$7),\"s2\",IF(A323<=$AJ$6,\"s1\",\"s3\"))","v":"s3"},"d1",{"$f":"AE323&AF323","v":"s3d1"},null,null,null,null,null,null,null,null,null,null,null,null,null,null,null,null,null,null,null,null,null,null,null,null,null,null,null,null,null,null,null,null,null,null,null,null,null,null,null,null,null,null,{"$f":"ROUNDDOWN((BZ323-1)/24,0)+1","v":14},9,321,{"$f":"OFFSET(LoadCurve!$D$1,IF($CA$1,BX323,366-BX323),BY323)","v":1112},{"$f":"IF(BZ323=SUMIF(LoadCurve!$AQ$51:$AQ$90,CB322,LoadCurve!$BK$51:$BK$90),CB322+1,CB322)","v":2},1309.8,{"$f":"SUMIF(LoadCurve!$AQ$51:$AQ$90,CB323,LoadCurve!$BJ$51:$BJ$90)","v":1265.3626074583512}]
[{"$f":"A323+1","v":323},"2009-11-19",4,"Thursday",1154,1108,1094,1099,1135,1149,1088,1177,1184,1198,1186,1212,1217,1258,1232,1217,1195,1364,1362,1386,1371,1363,1256,1177,29182,1319.743174292247,"s3","d1","s3d1",null,null,null,null,null,null,null,null,null,null,null,null,null,null,null,null,null,null,null,null,null,null,null,null,null,null,null,null,null,null,null,null,null,null,null,null,null,null,null,null,null,null,14,10,{"$f":"BZ323+1","v":322},{"$f":"OFFSET(LoadCurve!$D$1,IF($CA$1,BX324,366-BX324),BY324)","v":1136},{"$f":"IF(BZ324=SUMIF(LoadCurve!$AQ$51:$AQ$90,CB323,LoadCurve!$BK$51:$BK$90),CB323+1,CB323)","v":2},1309.5999999999999,{"$f":"SUMIF(LoadCurve!$AQ$51:$AQ$90,CB324,LoadCurve!$BJ$51:$BJ$90)","v":1265.3626074583512}]
[324,"2009-11-20",5,"Friday",1156,1119,1137,1127,1151,1141,1082,1133,1197,1211,1218,1228,1205,1233,1229,1256,1222,1277,1382,1403,1369,1339,1266,1186,29267,1325.9688568630224,"s3","d1","s3d1",null,null,null,null,null,null,null,null,null,null,null,null,null,null,null,null,null,null,null,null,null,null,null,null,null,null,null,null,null,null,null,null,null,null,null,null,null,null,null,null,null,null,14,11,323,{"$f":"OFFSET(LoadCurve!$D$1,IF($CA$1,BX325,366-BX325),BY325)","v":1111},{"$f":"IF(BZ325=SUMIF(LoadCurve!$AQ$51:$AQ$90,CB324,LoadCurve!$BK$51:$BK$90),CB324+1,CB324)","v":2},1309,{"$f":"SUMIF(LoadCurve!$AQ$51:$AQ$90,CB325,LoadCurve!$BJ$51:$BJ$90)","v":1265.3626074583512}]
[325,"2009-11-21",6,"Saturday",1165,1107,1118,1114,1125,1068,1037,1023,1048,957,1070,1044,1036,1053,1087,1073,1002,1144,1266,1346,1340,1307,1243,1184,26957,1319.9719711767202,"s3","d1","s3d1",null,null,null,null,null,null,null,null,null,null,null,null,null,null,null,null,null,null,null,null,null,null,null,null,null,null,null,null,null,null,null,null,null,null,null,null,null,null,null,null,null,null,14,12,324,{"$f":"OFFSET(LoadCurve!$D$1,IF($CA$1,BX326,366-BX326),BY326)","v":1053},{"$f":"IF(BZ326=SUMIF(LoadCurve!$AQ$51:$AQ$90,CB325,LoadCurve!$BK$51:$BK$90),CB325+1,CB325)","v":2},1309,{"$f":"SUMIF(LoadCurve!$AQ$51:$AQ$90,CB326,LoadCurve!$BJ$51:$BJ$90)","v":1265.3626074583512}]
[326,"2009-11-22",7,"Sunday",1102,1088,1073,1070,1052,1033,1007,1011,981,955,975,966,980,1025,1051,1067,1051,1203,1331,1278,1279,1223,1161,1095,26057,1321.0747740590482,"s3","d1","s3d1",null,null,null,null,null,null,null,null,null,null,null,null,null,null,null,null,null,null,null,null,null,null,null,null,null,null,null,null,null,null,null,null,null,null,null,null,null,null,null,null,null,null,14,13,325,{"$f":"OFFSET(LoadCurve!$D$1,IF($CA$1,BX327,366-BX327),BY327)","v":1085},{"$f":"IF(BZ327=SUMIF(LoadCurve!$AQ$51:$AQ$90,CB326,LoadCurve!$BK$51:$BK$90),CB326+1,CB326)","v":2},1309,{"$f":"SUMIF(LoadCurve!$AQ$51:$AQ$90,CB327,LoadCurve!$BJ$51:$BJ$90)","v":1265.3626074583512}]
[327,"2009-11-23",1,"Monday",1079,1062,1039,1052,1076,1127,1068,1077,1176,1218,1226,1229,1213,1222,1239,1263.4000000000001,1242.5999999999999,1263.0999999999999,1363.7,1376.7,1359.9,1336.7,1272.9000000000001,1201.4000000000001,28783.400000000005,1325.3372966531433,"s3","d1","s3d1",null,null,null,null,null,null,null,null,null,null,null,null,null,null,null,null,null,null,null,null,null,null,null,null,null,null,null,null,null,null,null,null,null,null,null,null,null,null,null,null,null,null,14,14,326,{"$f":"OFFSET(LoadCurve!$D$1,IF($CA$1,BX328,366-BX328),BY328)","v":1135},{"$f":"IF(BZ328=SUMIF(LoadCurve!$AQ$51:$AQ$90,CB327,LoadCurve!$BK$51:$BK$90),CB327+1,CB327)","v":2},1309,{"$f":"SUMIF(LoadCurve!$AQ$51:$AQ$90,CB328,LoadCurve!$BJ$51:$BJ$90)","v":1265.3626074583512}]
[328,"2009-11-24",2,"Tuesday",1159.3,1137.2,1124.2,1118.4000000000001,1161.3,1187.2,229,414,552,712,837,919,1007,365,396,650,768,968.9,1035.0999999999999,1128.3,1111.0999999999999,1206.7,1143,1143,21472.7,1296.3135669878291,"s3","d1","s3d1",null,null,null,null,null,null,null,null,null,null,null,null,null,null,null,null,null,null,null,null,null,null,null,null,null,null,null,null,null,null,null,null,null,null,null,null,null,null,null,null,null,null,14,15,327,{"$f":"OFFSET(LoadCurve!$D$1,IF($CA$1,BX329,366-BX329),BY329)","v":1130},{"$f":"IF(BZ329=SUMIF(LoadCurve!$AQ$51:$AQ$90,CB328,LoadCurve!$BK$51:$BK$90),CB328+1,CB328)","v":2},1309,{"$f":"SUMIF(LoadCurve!$AQ$51:$AQ$90,CB329,LoadCurve!$BJ$51:$BJ$90)","v":1265.3626074583512}]
[329,"2009-11-25",3,"Wednesday",1119,1091,1091,1075,1110,1133,1075,1084,1159.5,1183.4000000000001,1161.0999999999999,1204.7,1166.5999999999999,1196.9000000000001,1173,1202.7,1178.0999999999999,1271.0999999999999,1361.4,1358.9,1332.7,1311.2,1234,1185.8,28459.100000000002,1302.8222102890463,"s3","d1","s3d1",null,null,null,null,null,null,null,null,null,null,null,null,null,null,null,null,null,null,null,null,null,null,null,null,null,null,null,null,null,null,null,null,null,null,null,null,null,null,null,null,null,null,14,16,328,{"$f":"OFFSET(LoadCurve!$D$1,IF($CA$1,BX330,366-BX330),BY330)","v":1151},{"$f":"IF(BZ330=SUMIF(LoadCurve!$AQ$51:$AQ$90,CB329,LoadCurve!$BK$51:$BK$90),CB329+1,CB329)","v":2},1309,{"$f":"SUMIF(LoadCurve!$AQ$51:$AQ$90,CB330,LoadCurve!$BJ$51:$BJ$90)","v":1265.3626074583512}]
[330,"2009-11-26",4,"Thursday",1144,1134,1106,1106,1125,1146,1074,1114,1181,1163,1216,1216,1210,1208,1198,1209,1203,1251,1409.2,1381.6,1368,1344,1279,1208,28993.8,1313.4599892601418,"s3","d1","s3d1",null,null,null,null,null,null,null,null,null,null,null,null,null,null,null,null,null,null,null,null,null,null,null,null,null,null,null,null,null,null,null,null,null,null,null,null,null,null,null,null,null,null,14,17,329,{"$f":"OFFSET(LoadCurve!$D$1,IF($CA$1,BX331,366-BX331),BY331)","v":1171},{"$f":"IF(BZ331=SUMIF(LoadCurve!$AQ$51:$AQ$90,CB330,LoadCurve!$BK$51:$BK$90),CB330+1,CB330)","v":2},1309,{"$f":"SUMIF(LoadCurve!$AQ$51:$AQ$90,CB331,LoadCurve!$BJ$51:$BJ$90)","v":1265.3626074583512}]
[331,"2009-11-27",5,"Friday",1164,1136,1113,1111,1137,1086,1059,1050,1069,1062,1027,1070,1093,1119,1133,1140,1132,1170,1323,1368,1354,1341,1242,1210,27709,1314.4139903341277,"s3","d1","s3d1",null,null,null,null,null,null,null,null,null,null,null,null,null,null,null,null,null,null,null,null,null,null,null,null,null,null,null,null,null,null,null,null,null,null,null,null,null,null,null,null,null,null,14,18,330,{"$f":"OFFSET(LoadCurve!$D$1,IF($CA$1,BX332,366-BX332),BY332)","v":1142},{"$f":"IF(BZ332=SUMIF(LoadCurve!$AQ$51:$AQ$90,CB331,LoadCurve!$BK$51:$BK$90),CB331+1,CB331)","v":2},1308.9000000000001,{"$f":"SUMIF(LoadCurve!$AQ$51:$AQ$90,CB332,LoadCurve!$BJ$51:$BJ$90)","v":1265.3626074583512}]
[332,"2009-11-28",6,"Saturday",1151,1158,1124,1104,1107,1053,1042,1048,1066,1121.4000000000001,1103,1074.5999999999999,1071.5,1084.4000000000001,1109.3,1103.7,1119.2,1234,1329.1,1360.5,1341.7,1312.6,1351.5,1205.7,27775.200000000001,{"$f":"AD332*(1-$AH$1)+W333*$AH$1","v":1315.8825913007149},"s3","d1","s3d1",null,null,null,null,null,null,null,null,null,null,null,null,null,null,null,null,null,null,null,null,null,null,null,null,null,null,null,null,null,null,null,null,null,null,null,null,null,null,null,null,null,null,14,19,331,{"$f":"OFFSET(LoadCurve!$D$1,IF($CA$1,BX333,366-BX333),BY333)","v":1302},{"$f":"IF(BZ333=SUMIF(LoadCurve!$AQ$51:$AQ$90,CB332,LoadCurve!$BK$51:$BK$90),CB332+1,CB332)","v":2},1308.5999999999999,{"$f":"SUMIF(LoadCurve!$AQ$51:$AQ$90,CB333,LoadCurve!$BJ$51:$BJ$90)","v":1265.3626074583512}]
[333,"2009-11-29",7,"Sunday",1147.5999999999999,1122.3,1112.4000000000001,1109.3,1098.7,1083.8,975.8,1012.8,967,964,983,1001,1002,1038.8,1032,1043,1043,1180,1277.3,1327.4,1322.7,1280.5999999999999,1193.5999999999999,1144.0999999999999,26462.199999999997,1312.0243321706434,"s3","d1","s3d1",null,null,null,null,null,null,null,null,null,null,null,null,null,null,null,null,null,null,null,null,null,null,null,null,null,null,null,null,null,null,null,null,null,null,null,null,null,null,null,null,null,null,14,20,332,{"$f":"OFFSET(LoadCurve!$D$1,IF($CA$1,BX334,366-BX334),BY334)","v":1309},{"$f":"IF(BZ334=SUMIF(LoadCurve!$AQ$51:$AQ$90,CB333,LoadCurve!$BK$51:$BK$90),CB333+1,CB333)","v":2},1308,{"$f":"SUMIF(LoadCurve!$AQ$51:$AQ$90,CB334,LoadCurve!$BJ$51:$BJ$90)","v":1265.3626074583512}]
[334,"2009-11-30",1,"Monday",1089,1109,1066,1050,1079,1117,1074,1108,1170,1207,1215,1214,1202,1266,1106.7,1255.8,1234.0999999999999,1315.7,1376.9,1393.8,1383.4,1342,1263.5999999999999,1222.5999999999999,28860.6,1318.5118989535792,"s3","d1","s3d1",null,null,null,null,null,null,null,null,null,null,null,null,null,null,null,null,null,null,null,null,null,null,null,null,null,null,null,null,null,null,null,null,null,null,null,null,null,null,null,null,null,null,14,21,333,{"$f":"OFFSET(LoadCurve!$D$1,IF($CA$1,BX335,366-BX335),BY335)","v":1316},{"$f":"IF(BZ335=SUMIF(LoadCurve!$AQ$51:$AQ$90,CB334,LoadCurve!$BK$51:$BK$90),CB334+1,CB334)","v":2},1308,{"$f":"SUMIF(LoadCurve!$AQ$51:$AQ$90,CB335,LoadCurve!$BJ$51:$BJ$90)","v":1265.3626074583512}]
[335,"2009-12-01",2,"Tuesday",1160,1149,1124,1111,1120,1165,1108,1135,1193,1203,1213,1216,1215,1171.2,1214.7,1255.5999999999999,1229.0999999999999,1270.9000000000001,1371.9,1378,1363.4,1282,1256.7,1206,29111.500000000004,1323.8507090582214,"s3","d1","s3d1",null,null,null,null,null,null,null,null,null,null,null,null,null,null,null,null,null,null,null,null,null,null,null,null,null,null,null,null,null,null,null,null,null,null,null,null,null,null,null,null,null,null,14,22,334,{"$f":"OFFSET(LoadCurve!$D$1,IF($CA$1,BX336,366-BX336),BY336)","v":1284},{"$f":"IF(BZ336=SUMIF(LoadCurve!$AQ$51:$AQ$90,CB335,LoadCurve!$BK$51:$BK$90),CB335+1,CB335)","v":2},1308,{"$f":"SUMIF(LoadCurve!$AQ$51:$AQ$90,CB336,LoadCurve!$BJ$51:$BJ$90)","v":1265.3626074583512}]
[336,"2009-12-02",3,"Wednesday",1107,1111.4000000000001,1117.4000000000001,1121.4000000000001,1153.5999999999999,1167,1124,1155,1211,1210,1216,1202,1156,1119,1215,1198,1210,1301,1362.7,1397.3,1391.3,1326,1309.8,1233.3,29115.200000000001,1327.7356381523991,"s3","d1","s3d1",null,null,null,null,null,null,null,null,null,null,null,null,null,null,null,null,null,null,null,null,null,null,null,null,null,null,null,null,null,null,null,null,null,null,null,null,null,null,null,null,null,null,14,23,335,{"$f":"OFFSET(LoadCurve!$D$1,IF($CA$1,BX337,366-BX337),BY337)","v":1228},{"$f":"IF(BZ337=SUMIF(LoadCurve!$AQ$51:$AQ$90,CB336,LoadCurve!$BK$51:$BK$90),CB336+1,CB336)","v":2},1308,{"$f":"SUMIF(LoadCurve!$AQ$51:$AQ$90,CB337,LoadCurve!$BJ$51:$BJ$90)","v":1265.3626074583512}]
[337,"2009-12-03",4,"Thursday",1190,1183,1178,1162,1200,1228,1187,1053,1237,1233,1230,1087,1238,1140,1193,1148,1215,1262,1403.5,1394.2,1404.7,1375.6,1266,1177,29385,1335.3120743371592,"s3","d1","s3d1",null,null,null,null,null,null,null,null,null,null,null,null,null,null,null,null,null,null,null,null,null,null,null,null,null,null,null,null,null,null,null,null,null,null,null,null,null,null,null,null,null,null,14,24,336,{"$f":"OFFSET(LoadCurve!$D$1,IF($CA$1,BX338,366-BX338),BY338)","v":1135},{"$f":"IF(BZ338=SUMIF(LoadCurve!$AQ$51:$AQ$90,CB337,LoadCurve!$BK$51:$BK$90),CB337+1,CB337)","v":2},1308,{"$f":"SUMIF(LoadCurve!$AQ$51:$AQ$90,CB338,LoadCurve!$BJ$51:$BJ$90)","v":1265.3626074583512}]
[338,"2009-12-04",5,"Friday",1177,1155,1143,1155,1165,1155,1086,1115,1144,1155,1178,1102,1106,1106,1097,1187,1141,1259,1380,1403.3,1388.4,1402.2,1269,1180,28648.9,1339.7808669034432,"s3","d1","s3d1",null,null,null,null,null,null,null,null,null,null,null,null,null,null,null,null,null,null,null,null,null,null,null,null,null,null,null,null,null,null,null,null,null,null,null,null,null,null,null,null,null,null,15,1,337,{"$f":"OFFSET(LoadCurve!$D$1,IF($CA$1,BX339,366-BX339),BY339)","v":1096},{"$f":"IF(BZ339=SUMIF(LoadCurve!$AQ$51:$AQ$90,CB338,LoadCurve!$BK$51:$BK$90),CB338+1,CB338)","v":2},1307.7,{"$f":"SUMIF(LoadCurve!$AQ$51:$AQ$90,CB339,LoadCurve!$BJ$51:$BJ$90)","v":1265.3626074583512}]
[339,"2009-12-05",6,"Saturday",1145,1089,1087,1099,1125,1086,1049,1070,1076,1107,1126,1123,1114,1110,1055,1079,1091,1224,1385,1387,1379,1270,1232,1177,27685,1344.3027802130989,"s3","d1","s3d1",null,null,null,null,null,null,null,null,null,null,null,null,null,null,null,null,null,null,null,null,null,null,null,null,null,null,null,null,null,null,null,null,null,null,null,null,null,null,null,null,null,null,15,2,338,{"$f":"OFFSET(LoadCurve!$D$1,IF($CA$1,BX340,366-BX340),BY340)","v":1045},{"$f":"IF(BZ340=SUMIF(LoadCurve!$AQ$51:$AQ$90,CB339,LoadCurve!$BK$51:$BK$90),CB339+1,CB339)","v":2},1307,{"$f":"SUMIF(LoadCurve!$AQ$51:$AQ$90,CB340,LoadCurve!$BJ$51:$BJ$90)","v":1265.3626074583512}]
[340,"2009-12-06",7,"Sunday",1145,1126,1105,1111,1111,1093,1025,1054,1043,1007,1013,1033,1052,1073,1090,1098,1090,1211,1355,1320,1354,1345,1250,1150,27254,1345.372502191789,"s3","d1","s3d1",null,null,null,null,null,null,null,null,null,null,null,null,null,null,null,null,null,null,null,null,null,null,null,null,null,null,null,null,null,null,null,null,null,null,null,null,null,null,null,null,null,null,15,3,339,{"$f":"OFFSET(LoadCurve!$D$1,IF($CA$1,BX341,366-BX341),BY341)","v":1032},{"$f":"IF(BZ341=SUMIF(LoadCurve!$AQ$51:$AQ$90,CB340,LoadCurve!$BK$51:$BK$90),CB340+1,CB340)","v":2},1307,{"$f":"SUMIF(LoadCurve!$AQ$51:$AQ$90,CB341,LoadCurve!$BJ$51:$BJ$90)","v":1265.3626074583512}]
[341,"2009-12-07",1,"Monday",1120,1111,1103,1096,1121,1131,1114,1150,1194,1224,1251,1246.3,1236,1215,1259,1246,1219,1309,1417,1415,1407,1344,1272,1223,29423.3,1352.5352519726102,"s3","d1","s3d1",null,null,null,null,null,null,null,null,null,null,null,null,null,null,null,null,null,null,null,null,null,null,null,null,null,null,null,null,null,null,null,null,null,null,null,null,null,null,null,null,null,null,15,4,340,{"$f":"OFFSET(LoadCurve!$D$1,IF($CA$1,BX342,366-BX342),BY342)","v":1050},{"$f":"IF(BZ342=SUMIF(LoadCurve!$AQ$51:$AQ$90,CB341,LoadCurve!$BK$51:$BK$90),CB341+1,CB341)","v":2},1307,{"$f":"SUMIF(LoadCurve!$AQ$51:$AQ$90,CB342,LoadCurve!$BJ$51:$BJ$90)","v":1265.3626074583512}]
[342,"2009-12-08",2,"Tuesday",1199,1171,1160,1155,1207,1191,1108,1145,1193,1198,1221,1224,1224,1248,1224,1249,1226,1307,1393.2,1409.7,1397.8,1368.7,1311.5,1257.0999999999999,29788,1356.6017267753491,"s3","d1","s3d1",null,null,null,null,null,null,null,null,null,null,null,null,null,null,null,null,null,null,null,null,null,null,null,null,null,null,null,null,null,null,null,null,null,null,null,null,null,null,null,null,null,null,15,5,341,{"$f":"OFFSET(LoadCurve!$D$1,IF($CA$1,BX343,366-BX343),BY343)","v":1048},{"$f":"IF(BZ343=SUMIF(LoadCurve!$AQ$51:$AQ$90,CB342,LoadCurve!$BK$51:$BK$90),CB342+1,CB342)","v":2},1307,{"$f":"SUMIF(LoadCurve!$AQ$51:$AQ$90,CB343,LoadCurve!$BJ$51:$BJ$90)","v":1265.3626074583512}]
[343,"2009-12-09",3,"Wednesday",1217.5999999999999,1184.5999999999999,1089.5,1136,1160,1226,1157,1156,1181,1165,1167,1163,1202,1222,1223,1220,1116,1163.4000000000001,1282.3,1318,1220,1197,1146,1093,28405.4,1349.1715540978144,"s3","d1","s3d1",null,null,null,null,null,null,null,null,null,null,null,null,null,null,null,null,null,null,null,null,null,null,null,null,null,null,null,null,null,null,null,null,null,null,null,null,null,null,null,null,null,null,15,6,342,{"$f":"OFFSET(LoadCurve!$D$1,IF($CA$1,BX344,366-BX344),BY344)","v":1104},{"$f":"IF(BZ344=SUMIF(LoadCurve!$AQ$51:$AQ$90,CB343,LoadCurve!$BK$51:$BK$90),CB343+1,CB343)","v":2},1307,{"$f":"SUMIF(LoadCurve!$AQ$51:$AQ$90,CB344,LoadCurve!$BJ$51:$BJ$90)","v":1265.3626074583512}]
[344,"2009-12-10",4,"Thursday",1082,1061,1063,1052,1102,1184,1091,1107,1053,1183,1181,1201,1218,1217,1233,1254,1225,1338,1395,1405,1389,1370,1287,1220,28911,1353.754398688033,"s3","d1","s3d1",null,null,null,null,null,null,null,null,null,null,null,null,null,null,null,null,null,null,null,null,null,null,null,null,null,null,null,null,null,null,null,null,null,null,null,null,null,null,null,null,null,null,15,7,343,{"$f":"OFFSET(LoadCurve!$D$1,IF($CA$1,BX345,366-BX345),BY345)","v":1058},{"$f":"IF(BZ345=SUMIF(LoadCurve!$AQ$51:$AQ$90,CB344,LoadCurve!$BK$51:$BK$90),CB344+1,CB344)","v":2},1307,{"$f":"SUMIF(LoadCurve!$AQ$51:$AQ$90,CB345,LoadCurve!$BJ$51:$BJ$90)","v":1265.3626074583512}]
[345,"2009-12-11",5,"Friday",1181,1164,1137,1137,1183,1194,1109,1179,1214,1208,1210,1200,1146,1131,1170,1210,1191,1163,1315,1379,1383,1351,1229,1235,29019,1349.8789588192296,"s3","d1","s3d1",null,null,null,null,null,null,null,null,null,null,null,null,null,null,null,null,null,null,null,null,null,null,null,null,null,null,null,null,null,null,null,null,null,null,null,null,null,null,null,null,null,null,15,8,344,{"$f":"OFFSET(LoadCurve!$D$1,IF($CA$1,BX346,366-BX346),BY346)","v":1100},{"$f":"IF(BZ346=SUMIF(LoadCurve!$AQ$51:$AQ$90,CB345,LoadCurve!$BK$51:$BK$90),CB345+1,CB345)","v":2},1307,{"$f":"SUMIF(LoadCurve!$AQ$51:$AQ$90,CB346,LoadCurve!$BJ$51:$BJ$90)","v":1265.3626074583512}]
[346,"2009-12-12",6,"Saturday",1171,1127,1149,1142,1183,1154,1028,1023,1025,1043,1052,1010,1108,1060,1112,1095,1107,1195.9000000000001,1252,1314,1295,1259,1171,1122,27197.9,1340.0910629373068,"s3","d1","s3d1",null,null,null,null,null,null,null,null,null,null,null,null,null,null,null,null,null,null,null,null,null,null,null,null,null,null,null,null,null,null,null,null,null,null,null,null,null,null,null,null,null,null,15,{"$f":"BY323","v":9},345,{"$f":"OFFSET(LoadCurve!$D$1,IF($CA$1,BX347,366-BX347),BY347)","v":1110},{"$f":"IF(BZ347=SUMIF(LoadCurve!$AQ$51:$AQ$90,CB346,LoadCurve!$BK$51:$BK$90),CB346+1,CB346)","v":2},1307,{"$f":"SUMIF(LoadCurve!$AQ$51:$AQ$90,CB347,LoadCurve!$BJ$51:$BJ$90)","v":1265.3626074583512}]
[347,"2009-12-13",7,"Sunday",1087,1062,1080,1048,1073,969,1014,1009,999,985,965,981,1009,1036,1037,1031,1032,1152,1308,1323,1293,1249,1165,1122,26029,1336.8819566435761,"s3","d1","s3d1",null,null,null,null,null,null,null,null,null,null,null,null,null,null,null,null,null,null,null,null,null,null,null,null,null,null,null,null,null,null,null,null,null,null,null,null,null,null,null,null,null,null,15,10,346,{"$f":"OFFSET(LoadCurve!$D$1,IF($CA$1,BX348,366-BX348),BY348)","v":1013},{"$f":"IF(BZ348=SUMIF(LoadCurve!$AQ$51:$AQ$90,CB347,LoadCurve!$BK$51:$BK$90),CB347+1,CB347)","v":2},1307,{"$f":"SUMIF(LoadCurve!$AQ$51:$AQ$90,CB348,LoadCurve!$BJ$51:$BJ$90)","v":1265.3626074583512}]
[348,"2009-12-14",1,"Monday",1086,1065,1052,1034,1090,1147,1090,1134,1207,1224,1226,1228,1245,1231,1244,1270,1254,1270,1400,1439,1398,1305,1264,1165,29068,1343.1937609792185,"s3","d1","s3d1",null,null,null,null,null,null,null,null,null,null,null,null,null,null,null,null,null,null,null,null,null,null,null,null,null,null,null,null,null,null,null,null,null,null,null,null,null,null,null,null,null,null,15,11,347,{"$f":"OFFSET(LoadCurve!$D$1,IF($CA$1,BX349,366-BX349),BY349)","v":1021},{"$f":"IF(BZ349=SUMIF(LoadCurve!$AQ$51:$AQ$90,CB348,LoadCurve!$BK$51:$BK$90),CB348+1,CB348)","v":2},1306,{"$f":"SUMIF(LoadCurve!$AQ$51:$AQ$90,CB349,LoadCurve!$BJ$51:$BJ$90)","v":1265.3626074583512}]
[349,"2009-12-15",2,"Tuesday",1169,1145,1118,1103,1141,1196,1107,1158,1186,1212,1227,1213.5999999999999,1215.4000000000001,1230.0999999999999,1247.5999999999999,1255.3,1218,1346,1359,1390,1355,1371,1263,1227,29452.999999999996,1344.7743848812968,"s3","d1","s3d1",null,null,null,null,null,null,null,null,null,null,null,null,null,null,null,null,null,null,null,null,null,null,null,null,null,null,null,null,null,null,null,null,null,null,null,null,null,null,null,null,null,null,15,12,348,{"$f":"OFFSET(LoadCurve!$D$1,IF($CA$1,BX350,366-BX350),BY350)","v":1028},{"$f":"IF(BZ350=SUMIF(LoadCurve!$AQ$51:$AQ$90,CB349,LoadCurve!$BK$51:$BK$90),CB349+1,CB349)","v":2},1306,{"$f":"SUMIF(LoadCurve!$AQ$51:$AQ$90,CB350,LoadCurve!$BJ$51:$BJ$90)","v":1265.3626074583512}]
[350,"2009-12-16",3,"Wednesday",1196,1184,1164,1161,1196,1244,1142,1201,1224,1256,1257.0999999999999,1262.0999999999999,1242.9000000000001,1276.5999999999999,1242.3,1251.8,1265.4000000000001,1303.5999999999999,1475,1474,1424,1411,1307,1240,30400.799999999999,1357.7969463931672,"s3","d1","s3d1",null,null,null,null,null,null,null,null,null,null,null,null,null,null,null,null,null,null,null,null,null,null,null,null,null,null,null,null,null,null,null,null,null,null,null,null,null,null,null,null,null,null,15,13,349,{"$f":"OFFSET(LoadCurve!$D$1,IF($CA$1,BX351,366-BX351),BY351)","v":1040},{"$f":"IF(BZ351=SUMIF(LoadCurve!$AQ$51:$AQ$90,CB350,LoadCurve!$BK$51:$BK$90),CB350+1,CB350)","v":2},1306,{"$f":"SUMIF(LoadCurve!$AQ$51:$AQ$90,CB351,LoadCurve!$BJ$51:$BJ$90)","v":1265.3626074583512}]
[351,"2009-12-17",4,"Thursday",1173,1153,1138,1134,1161,1183,1142,1192,1222,1249.5999999999999,1258.4000000000001,1267.4000000000001,1212.5999999999999,1225.9000000000001,1231.8,1244.9000000000001,1229.8,1293,1284,1355,1361,1368,1309,1234,29622.400000000001,1350.4172517538507,"s3","d1","s3d1",null,null,null,null,null,null,null,null,null,null,null,null,null,null,null,null,null,null,null,null,null,null,null,null,null,null,null,null,null,null,null,null,null,null,null,null,null,null,null,null,null,null,15,14,350,{"$f":"OFFSET(LoadCurve!$D$1,IF($CA$1,BX352,366-BX352),BY352)","v":1075},{"$f":"IF(BZ352=SUMIF(LoadCurve!$AQ$51:$AQ$90,CB351,LoadCurve!$BK$51:$BK$90),CB351+1,CB351)","v":2},1306,{"$f":"SUMIF(LoadCurve!$AQ$51:$AQ$90,CB352,LoadCurve!$BJ$51:$BJ$90)","v":1265.3626074583512}]
[352,"2009-12-18",5,"Friday",1151,1185,1161,1150,1159,1191,1164,1235,1240,1237,1208,1260,1209,1232,1265,1236,1235,1304.0999999999999,1387,1365.8,1374.3,1373.9,1299.8,1256,29878.899999999998,1354.0755265784658,"s3","d1","s3d1",null,null,null,null,null,null,null,null,null,null,null,null,null,null,null,null,null,null,null,null,null,null,null,null,null,null,null,null,null,null,null,null,null,null,null,null,null,null,null,null,null,null,15,15,351,{"$f":"OFFSET(LoadCurve!$D$1,IF($CA$1,BX353,366-BX353),BY353)","v":1091},{"$f":"IF(BZ353=SUMIF(LoadCurve!$AQ$51:$AQ$90,CB352,LoadCurve!$BK$51:$BK$90),CB352+1,CB352)","v":2},1306,{"$f":"SUMIF(LoadCurve!$AQ$51:$AQ$90,CB353,LoadCurve!$BJ$51:$BJ$90)","v":1265.3626074583512}]
[353,"2009-12-19",6,"Saturday",1184,1201,1156,1148,1154,1155,1085,1087,1082,1072,1014,1015,1002,1041,1046,1070,1140,1223.0999999999999,1324.9,1311.2,1374.9,1361.2,1279,1249,27775.300000000003,1351.1579739206193,"s3","d1","s3d1",null,null,null,null,null,null,null,null,null,null,null,null,null,null,null,null,null,null,null,null,null,null,null,null,null,null,null,null,null,null,null,null,null,null,null,null,null,null,null,null,null,null,15,16,352,{"$f":"OFFSET(LoadCurve!$D$1,IF($CA$1,BX354,366-BX354),BY354)","v":1125},{"$f":"IF(BZ354=SUMIF(LoadCurve!$AQ$51:$AQ$90,CB353,LoadCurve!$BK$51:$BK$90),CB353+1,CB353)","v":2},1305.5999999999999,{"$f":"SUMIF(LoadCurve!$AQ$51:$AQ$90,CB354,LoadCurve!$BJ$51:$BJ$90)","v":1265.3626074583512}]
[354,"2009-12-20",7,"Sunday",1199,1145,1140,1152,1144,1142,1065,1066,1054,1020,1003,1049,1060,1075,1106,1085,1064,1136,1310,1321,1332,1316,1242,1204,27430,1347.0421765285573,"s3","d1","s3d1",null,null,null,null,null,null,null,null,null,null,null,null,null,null,null,null,null,null,null,null,null,null,null,null,null,null,null,null,null,null,null,null,null,null,null,null,null,null,null,null,null,null,15,17,353,{"$f":"OFFSET(LoadCurve!$D$1,IF($CA$1,BX355,366-BX355),BY355)","v":1095},{"$f":"IF(BZ355=SUMIF(LoadCurve!$AQ$51:$AQ$90,CB354,LoadCurve!$BK$51:$BK$90),CB354+1,CB354)","v":2},1305.3,{"$f":"SUMIF(LoadCurve!$AQ$51:$AQ$90,CB355,LoadCurve!$BJ$51:$BJ$90)","v":1265.3626074583512}]
[355,"2009-12-21",1,"Monday",1156,1137,1118,1101,1127,1126,1111,1150,1224,1264,1293.7,1275.8,1232.7,1248.9000000000001,1227,1288.5999999999999,1221.5,1230.0999999999999,1400.7,1372.8,1382.2,1333,1259,1086,29366,1352.4079588757015,"s3","d1","s3d1",null,null,null,null,null,null,null,null,null,null,null,null,null,null,null,null,null,null,null,null,null,null,null,null,null,null,null,null,null,null,null,null,null,null,null,null,null,null,null,null,null,null,15,18,354,{"$f":"OFFSET(LoadCurve!$D$1,IF($CA$1,BX356,366-BX356),BY356)","v":1132},{"$f":"IF(BZ356=SUMIF(LoadCurve!$AQ$51:$AQ$90,CB355,LoadCurve!$BK$51:$BK$90),CB355+1,CB355)","v":2},1305,{"$f":"SUMIF(LoadCurve!$AQ$51:$AQ$90,CB356,LoadCurve!$BJ$51:$BJ$90)","v":1265.3626074583512}]
[356,"2009-12-22",2,"Tuesday",1154,1122,1101,1095,1159,1167,1060,1127,1193,1241,1219,1253,1202,1214,1198,1190,1125,1216.7,1347,1363.1,1376.2,1347,1307,1241,29018,1351.8671629881314,"s3","d1","s3d1",null,null,null,null,null,null,null,null,null,null,null,null,null,null,null,null,null,null,null,null,null,null,null,null,null,null,null,null,null,null,null,null,null,null,null,null,null,null,null,null,null,null,15,19,355,{"$f":"OFFSET(LoadCurve!$D$1,IF($CA$1,BX357,366-BX357),BY357)","v":1306},{"$f":"IF(BZ357=SUMIF(LoadCurve!$AQ$51:$AQ$90,CB356,LoadCurve!$BK$51:$BK$90),CB356+1,CB356)","v":2},1305,{"$f":"SUMIF(LoadCurve!$AQ$51:$AQ$90,CB357,LoadCurve!$BJ$51:$BJ$90)","v":1265.3626074583512}]
[357,"2009-12-23",3,"Wednesday",1190,1197,1169,1116,1030,1134,1059,1172,1200,1243,1232,1203,1200,1124,1167,1121,1191,1207.2,1360.4,1376.2,1352.2,1347.4,1292,1146,28829.400000000005,1352.7204466893184,"s3","d1","s3d1",null,null,null,null,null,null,null,null,null,null,null,null,null,null,null,null,null,null,null,null,null,null,null,null,null,null,null,null,null,null,null,null,null,null,null,null,null,null,null,null,null,null,15,20,356,{"$f":"OFFSET(LoadCurve!$D$1,IF($CA$1,BX358,366-BX358),BY358)","v":1327},{"$f":"IF(BZ358=SUMIF(LoadCurve!$AQ$51:$AQ$90,CB357,LoadCurve!$BK$51:$BK$90),CB357+1,CB357)","v":2},1305,{"$f":"SUMIF(LoadCurve!$AQ$51:$AQ$90,CB358,LoadCurve!$BJ$51:$BJ$90)","v":1265.3626074583512}]
[358,"2009-12-24",4,"Thursday",1204,1180,1147,1138,1157,1189,1080,1125,1164,1203,1270,1227,1210,1195,1197,1166,1144,1184,1343,1339,1332,1338,1287,1214,29033,1351.7484020203865,"s3","d1","s3d1",null,null,null,null,null,null,null,null,null,null,null,null,null,null,null,null,null,null,null,null,null,null,null,null,null,null,null,null,null,null,null,null,null,null,null,null,null,null,null,null,null,null,15,21,357,{"$f":"OFFSET(LoadCurve!$D$1,IF($CA$1,BX359,366-BX359),BY359)","v":1327},{"$f":"IF(BZ359=SUMIF(LoadCurve!$AQ$51:$AQ$90,CB358,LoadCurve!$BK$51:$BK$90),CB358+1,CB358)","v":2},1305,{"$f":"SUMIF(LoadCurve!$AQ$51:$AQ$90,CB359,LoadCurve!$BJ$51:$BJ$90)","v":1265.3626074583512}]
[359,"2009-12-25",5,"Friday",1190,1160,1140,1132,1142,1150,1030,1036,1034,1028,1030,1066,1054,1074,1057,1063,1076,1156,1275,1320,1321,1300,1230,1145,27209,1344.0735618183478,"s3","d1","s3d1",null,null,null,null,null,null,null,null,null,null,null,null,null,null,null,null,null,null,null,null,null,null,null,null,null,null,null,null,null,null,null,null,null,null,null,null,null,null,null,null,null,null,15,22,358,{"$f":"OFFSET(LoadCurve!$D$1,IF($CA$1,BX360,366-BX360),BY360)","v":1292},{"$f":"IF(BZ360=SUMIF(LoadCurve!$AQ$51:$AQ$90,CB359,LoadCurve!$BK$51:$BK$90),CB359+1,CB359)","v":2},1305,{"$f":"SUMIF(LoadCurve!$AQ$51:$AQ$90,CB360,LoadCurve!$BJ$51:$BJ$90)","v":1265.3626074583512}]
[360,"2009-12-26",6,"Saturday",944,1005,1025,1009,1025,1037,992,976,995,1015,1060,1064,1085,1082,1084,1066,1071,1151,1307,1332,1329,1313,1227,1167,26361,1340.3662056365131,"s3","d1","s3d1",null,null,null,null,null,null,null,null,null,null,null,null,null,null,null,null,null,null,null,null,null,null,null,null,null,null,null,null,null,null,null,null,null,null,null,null,null,null,null,null,null,null,15,23,359,{"$f":"OFFSET(LoadCurve!$D$1,IF($CA$1,BX361,366-BX361),BY361)","v":1200},{"$f":"IF(BZ361=SUMIF(LoadCurve!$AQ$51:$AQ$90,CB360,LoadCurve!$BK$51:$BK$90),CB360+1,CB360)","v":2},1304.0999999999999,{"$f":"SUMIF(LoadCurve!$AQ$51:$AQ$90,CB361,LoadCurve!$BJ$51:$BJ$90)","v":1265.3626074583512}]
[361,"2009-12-27",7,"Sunday",1141,1114,1101,1078,1069,1081,1028,1036,1030,995,877,984,1017,1068,1065,1050,1066,1140,1312,1355,1339,1312,1246,1157,26661,1337.5295850728619,"s3","d1","s3d1",null,null,null,null,null,null,null,null,null,null,null,null,null,null,null,null,null,null,null,null,null,null,null,null,null,null,null,null,null,null,null,null,null,null,null,null,null,null,null,null,null,null,15,24,360,{"$f":"OFFSET(LoadCurve!$D$1,IF($CA$1,BX362,366-BX362),BY362)","v":1152},{"$f":"IF(BZ362=SUMIF(LoadCurve!$AQ$51:$AQ$90,CB361,LoadCurve!$BK$51:$BK$90),CB361+1,CB361)","v":2},1304,{"$f":"SUMIF(LoadCurve!$AQ$51:$AQ$90,CB362,LoadCurve!$BJ$51:$BJ$90)","v":1265.3626074583512}]
[362,"2009-12-28",1,"Monday",1138,1104,1096,1087,1090,1079,996,1022,1067,1090,1072,1099,1087,1134,1029,1117,1123,1144,1346.9,1351.2,1358.4,1315.5,1260,1198,27404.000000000004,1338.4666265655758,"s3","d1","s3d1",null,null,null,null,null,null,null,null,null,null,null,null,null,null,null,null,null,null,null,null,null,null,null,null,null,null,null,null,null,null,null,null,null,null,null,null,null,null,null,null,null,null,16,1,361,{"$f":"OFFSET(LoadCurve!$D$1,IF($CA$1,BX363,366-BX363),BY363)","v":1075},{"$f":"IF(BZ363=SUMIF(LoadCurve!$AQ$51:$AQ$90,CB362,LoadCurve!$BK$51:$BK$90),CB362+1,CB362)","v":2},1304,{"$f":"SUMIF(LoadCurve!$AQ$51:$AQ$90,CB363,LoadCurve!$BJ$51:$BJ$90)","v":1265.3626074583512}]
[363,"2009-12-29",2,"Tuesday",1160,1142,1126,1030,1027,1026,1030,1099,1156,1172,1188,1200,1202,1208,1201,1191,1166,1242,1390,1352,1389,1339,1259,1188,28483,1343.6199639090182,"s3","d1","s3d1",null,null,null,null,null,null,null,null,null,null,null,null,null,null,null,null,null,null,null,null,null,null,null,null,null,null,null,null,null,null,null,null,null,null,null,null,null,null,null,null,null,null,16,2,362,{"$f":"OFFSET(LoadCurve!$D$1,IF($CA$1,BX364,366-BX364),BY364)","v":1042},{"$f":"IF(BZ364=SUMIF(LoadCurve!$AQ$51:$AQ$90,CB363,LoadCurve!$BK$51:$BK$90),CB363+1,CB363)","v":2},1304,{"$f":"SUMIF(LoadCurve!$AQ$51:$AQ$90,CB364,LoadCurve!$BJ$51:$BJ$90)","v":1265.3626074583512}]
[364,"2009-12-30",3,"Wednesday",1165,1127,1006,1002,1068,1062,986,1064,1087,1125,1155,1139,1163,1199,1191,1198,1175,1216,1404.1,1333.4,1347.8,1314,1278,1201,28006.3,1349.6679675181165,"s3","d1","s3d1",null,null,null,null,null,null,null,null,null,null,null,null,null,null,null,null,null,null,null,null,null,null,null,null,null,null,null,null,null,null,null,null,null,null,null,null,null,null,null,null,null,null,16,3,363,{"$f":"OFFSET(LoadCurve!$D$1,IF($CA$1,BX365,366-BX365),BY365)","v":1021},{"$f":"IF(BZ365=SUMIF(LoadCurve!$AQ$51:$AQ$90,CB364,LoadCurve!$BK$51:$BK$90),CB364+1,CB364)","v":2},1304,{"$f":"SUMIF(LoadCurve!$AQ$51:$AQ$90,CB365,LoadCurve!$BJ$51:$BJ$90)","v":1265.3626074583512}]
[365,"2009-12-31",4,"Thursday",1181,1132,1118,1120,1133,1148,1095,1114,1155,1203,1210,1209,1191,1160,1154,1123,1123,1197,1312.4,1349.5,1327.2,1263,1176,1143,28337.100000000002,1345.9411707663048,"s3","d1","s3d1",null,null,null,null,null,null,null,null,null,null,null,null,null,null,null,null,null,null,null,null,null,null,null,null,null,null,null,null,null,null,null,null,null,null,null,null,null,null,null,null,null,null,16,4,364,{"$f":"OFFSET(LoadCurve!$D$1,IF($CA$1,BX366,366-BX366),BY366)","v":1037},{"$f":"IF(BZ366=SUMIF(LoadCurve!$AQ$51:$AQ$90,CB365,LoadCurve!$BK$51:$BK$90),CB365+1,CB365)","v":2},1304,{"$f":"SUMIF(LoadCurve!$AQ$51:$AQ$90,CB366,LoadCurve!$BJ$51:$BJ$90)","v":1265.3626074583512}]
[366,"2010-01-01",5,"Friday",null,null,null,null,null,null,null,null,null,null,null,null,null,null,null,null,null,null,null,null,null,null,null,null,null,null,null,null,null,null,null,null,null,null,null,null,null,null,null,null,null,null,null,null,null,null,null,null,null,null,null,null,null,null,null,null,null,null,null,null,null,null,null,null,null,null,null,null,null,null,null,16,5,365,{"$f":"OFFSET(LoadCurve!$D$1,IF($CA$1,BX367,366-BX367),BY367)","v":1059},{"$f":"IF(BZ367=SUMIF(LoadCurve!$AQ$51:$AQ$90,CB366,LoadCurve!$BK$51:$BK$90),CB366+1,CB366)","v":2},1304,{"$f":"SUMIF(LoadCurve!$AQ$51:$AQ$90,CB367,LoadCurve!$BJ$51:$BJ$90)","v":1265.3626074583512}]
[null,null,null,null,null,null,null,null,null,null,null,null,null,null,null,null,null,null,null,null,null,null,null,null,null,null,null,null,null,null,null,null,null,null,null,null,null,null,null,null,null,null,null,null,null,null,null,null,null,null,null,null,null,null,null,null,null,null,null,null,null,null,null,null,null,null,null,null,null,null,null,null,null,null,null,16,6,366,{"$f":"OFFSET(LoadCurve!$D$1,IF($CA$1,BX368,366-BX368),BY368)","v":1142},{"$f":"IF(BZ368=SUMIF(LoadCurve!$AQ$51:$AQ$90,CB367,LoadCurve!$BK$51:$BK$90),CB367+1,CB367)","v":2},1304,{"$f":"SUMIF(LoadCurve!$AQ$51:$AQ$90,CB368,LoadCurve!$BJ$51:$BJ$90)","v":1265.3626074583512}]
[null,null,null,null,null,null,null,null,null,null,null,null,null,null,null,null,null,null,null,null,null,null,null,null,null,null,null,null,null,null,null,null,null,null,null,null,null,null,null,null,null,null,null,null,null,null,null,null,null,null,null,null,null,null,null,null,null,null,null,null,null,null,null,null,null,null,null,null,null,null,null,null,null,null,null,16,7,367,{"$f":"OFFSET(LoadCurve!$D$1,IF($CA$1,BX369,366-BX369),BY369)","v":1056},{"$f":"IF(BZ369=SUMIF(LoadCurve!$AQ$51:$AQ$90,CB368,LoadCurve!$BK$51:$BK$90),CB368+1,CB368)","v":2},1303.5999999999999,{"$f":"SUMIF(LoadCurve!$AQ$51:$AQ$90,CB369,LoadCurve!$BJ$51:$BJ$90)","v":1265.3626074583512}]
[null,null,null,null,null,null,null,null,null,null,null,null,null,null,null,null,null,null,null,null,null,null,null,null,null,null,null,null,null,null,null,null,null,null,null,null,null,null,null,null,null,null,null,null,null,null,null,null,null,null,null,null,null,null,null,null,null,null,null,null,null,null,null,null,null,null,null,null,null,null,null,null,null,null,null,16,8,368,{"$f":"OFFSET(LoadCurve!$D$1,IF($CA$1,BX370,366-BX370),BY370)","v":1111},{"$f":"IF(BZ370=SUMIF(LoadCurve!$AQ$51:$AQ$90,CB369,LoadCurve!$BK$51:$BK$90),CB369+1,CB369)","v":2},1303.0999999999999,{"$f":"SUMIF(LoadCurve!$AQ$51:$AQ$90,CB370,LoadCurve!$BJ$51:$BJ$90)","v":1265.3626074583512}]
[null,null,null,null,null,null,null,null,null,null,null,null,null,null,null,null,null,null,null,null,null,null,null,null,null,null,null,null,null,null,null,null,null,null,null,null,null,null,null,null,null,null,null,null,null,null,null,null,null,null,null,null,null,null,null,null,null,null,null,null,null,null,null,null,null,null,null,null,null,null,null,null,null,null,null,16,9,369,{"$f":"OFFSET(LoadCurve!$D$1,IF($CA$1,BX371,366-BX371),BY371)","v":1109},{"$f":"IF(BZ371=SUMIF(LoadCurve!$AQ$51:$AQ$90,CB370,LoadCurve!$BK$51:$BK$90),CB370+1,CB370)","v":2},1303,{"$f":"SUMIF(LoadCurve!$AQ$51:$AQ$90,CB371,LoadCurve!$BJ$51:$BJ$90)","v":1265.3626074583512}]
[null,null,null,null,null,null,null,null,null,null,null,null,null,null,null,null,null,null,null,null,null,null,null,null,null,null,null,null,null,null,null,null,null,null,null,null,null,null,null,null,null,null,null,null,null,null,null,null,null,null,null,null,null,null,null,null,null,null,null,null,null,null,null,null,null,null,null,null,null,null,null,null,null,null,null,16,10,370,{"$f":"OFFSET(LoadCurve!$D$1,IF($CA$1,BX372,366-BX372),BY372)","v":1131},{"$f":"IF(BZ372=SUMIF(LoadCurve!$AQ$51:$AQ$90,CB371,LoadCurve!$BK$51:$BK$90),CB371+1,CB371)","v":2},1303,{"$f":"SUMIF(LoadCurve!$AQ$51:$AQ$90,CB372,LoadCurve!$BJ$51:$BJ$90)","v":1265.3626074583512}]
[null,null,null,null,null,null,null,null,null,null,null,null,null,null,null,null,null,null,null,null,null,null,null,null,null,null,null,null,null,null,null,null,null,null,null,null,null,null,null,null,null,null,null,null,null,null,null,null,null,null,null,null,null,null,null,null,null,null,null,null,null,null,null,null,null,null,null,null,null,null,null,null,null,null,null,16,11,371,{"$f":"OFFSET(LoadCurve!$D$1,IF($CA$1,BX373,366-BX373),BY373)","v":1147},{"$f":"IF(BZ373=SUMIF(LoadCurve!$AQ$51:$AQ$90,CB372,LoadCurve!$BK$51:$BK$90),CB372+1,CB372)","v":2},1303,{"$f":"SUMIF(LoadCurve!$AQ$51:$AQ$90,CB373,LoadCurve!$BJ$51:$BJ$90)","v":1265.3626074583512}]
[null,null,null,null,null,null,null,null,null,null,null,null,null,null,null,null,null,null,null,null,null,null,null,null,null,null,null,null,null,null,null,null,null,null,null,null,null,null,null,null,null,null,null,null,null,null,null,null,null,null,null,null,null,null,null,null,null,null,null,null,null,null,null,null,null,null,null,null,null,null,null,null,null,null,null,16,12,372,{"$f":"OFFSET(LoadCurve!$D$1,IF($CA$1,BX374,366-BX374),BY374)","v":1143},{"$f":"IF(BZ374=SUMIF(LoadCurve!$AQ$51:$AQ$90,CB373,LoadCurve!$BK$51:$BK$90),CB373+1,CB373)","v":2},1303,{"$f":"SUMIF(LoadCurve!$AQ$51:$AQ$90,CB374,LoadCurve!$BJ$51:$BJ$90)","v":1265.3626074583512}]
[null,null,null,null,null,null,null,null,null,null,null,null,null,null,null,null,null,null,null,null,null,null,null,null,null,null,null,null,null,null,null,null,null,null,null,null,null,null,null,null,null,null,null,null,null,null,null,null,null,null,null,null,null,null,null,null,null,null,null,null,null,null,null,null,null,null,null,null,null,null,null,null,null,null,null,16,13,373,{"$f":"OFFSET(LoadCurve!$D$1,IF($CA$1,BX375,366-BX375),BY375)","v":1135},{"$f":"IF(BZ375=SUMIF(LoadCurve!$AQ$51:$AQ$90,CB374,LoadCurve!$BK$51:$BK$90),CB374+1,CB374)","v":2},1303,{"$f":"SUMIF(LoadCurve!$AQ$51:$AQ$90,CB375,LoadCurve!$BJ$51:$BJ$90)","v":1265.3626074583512}]
[null,null,null,null,null,null,null,null,null,null,null,null,null,null,null,null,null,null,null,null,null,null,null,null,null,null,null,null,null,null,null,null,null,null,null,null,null,null,null,null,null,null,null,null,null,null,null,null,null,null,null,null,null,null,null,null,null,null,null,null,null,null,null,null,null,null,null,null,null,null,null,null,null,null,null,16,14,374,{"$f":"OFFSET(LoadCurve!$D$1,IF($CA$1,BX376,366-BX376),BY376)","v":1156},{"$f":"IF(BZ376=SUMIF(LoadCurve!$AQ$51:$AQ$90,CB375,LoadCurve!$BK$51:$BK$90),CB375+1,CB375)","v":2},1303,{"$f":"SUMIF(LoadCurve!$AQ$51:$AQ$90,CB376,LoadCurve!$BJ$51:$BJ$90)","v":1265.3626074583512}]
[null,null,null,null,null,null,null,null,null,null,null,null,null,null,null,null,null,null,null,null,null,null,null,null,null,null,null,null,null,null,null,null,null,null,null,null,null,null,null,null,null,null,null,null,null,null,null,null,null,null,null,null,null,null,null,null,null,null,null,null,null,null,null,null,null,null,null,null,null,null,null,null,null,null,null,16,15,375,{"$f":"OFFSET(LoadCurve!$D$1,IF($CA$1,BX377,366-BX377),BY377)","v":1159},{"$f":"IF(BZ377=SUMIF(LoadCurve!$AQ$51:$AQ$90,CB376,LoadCurve!$BK$51:$BK$90),CB376+1,CB376)","v":2},1303,{"$f":"SUMIF(LoadCurve!$AQ$51:$AQ$90,CB377,LoadCurve!$BJ$51:$BJ$90)","v":1265.3626074583512}]
[null,null,null,null,null,null,null,null,null,null,null,null,null,null,null,null,null,null,null,null,null,null,null,null,null,null,null,null,null,null,null,null,null,null,null,null,null,null,null,null,null,null,null,null,null,null,null,null,null,null,null,null,null,null,null,null,null,null,null,null,null,null,null,null,null,null,null,null,null,null,null,null,null,null,null,16,16,376,{"$f":"OFFSET(LoadCurve!$D$1,IF($CA$1,BX378,366-BX378),BY378)","v":1174},{"$f":"IF(BZ378=SUMIF(LoadCurve!$AQ$51:$AQ$90,CB377,LoadCurve!$BK$51:$BK$90),CB377+1,CB377)","v":2},1303,{"$f":"SUMIF(LoadCurve!$AQ$51:$AQ$90,CB378,LoadCurve!$BJ$51:$BJ$90)","v":1265.3626074583512}]
[null,null,null,null,null,null,null,null,null,null,null,null,null,null,null,null,null,null,null,null,null,null,null,null,null,null,null,null,null,null,null,null,null,null,null,null,null,null,null,null,null,null,null,null,null,null,null,null,null,null,null,null,null,null,null,null,null,null,null,null,null,null,null,null,null,null,null,null,null,null,null,null,null,null,null,16,17,377,{"$f":"OFFSET(LoadCurve!$D$1,IF($CA$1,BX379,366-BX379),BY379)","v":1099},{"$f":"IF(BZ379=SUMIF(LoadCurve!$AQ$51:$AQ$90,CB378,LoadCurve!$BK$51:$BK$90),CB378+1,CB378)","v":2},1302,{"$f":"SUMIF(LoadCurve!$AQ$51:$AQ$90,CB379,LoadCurve!$BJ$51:$BJ$90)","v":1265.3626074583512}]
[null,null,null,null,null,null,null,null,null,null,null,null,null,null,null,null,null,null,null,null,null,null,null,null,null,null,null,null,null,null,null,null,null,null,null,null,null,null,null,null,null,null,null,null,null,null,null,null,null,null,null,null,null,null,null,null,null,null,null,null,null,null,null,null,null,null,null,null,null,null,null,null,null,null,null,16,18,378,{"$f":"OFFSET(LoadCurve!$D$1,IF($CA$1,BX380,366-BX380),BY380)","v":1150},{"$f":"IF(BZ380=SUMIF(LoadCurve!$AQ$51:$AQ$90,CB379,LoadCurve!$BK$51:$BK$90),CB379+1,CB379)","v":2},1302,{"$f":"SUMIF(LoadCurve!$AQ$51:$AQ$90,CB380,LoadCurve!$BJ$51:$BJ$90)","v":1265.3626074583512}]
[null,null,null,null,null,null,null,null,null,null,null,null,null,null,null,null,null,null,null,null,null,null,null,null,null,null,null,null,null,null,null,null,null,null,null,null,null,null,null,null,null,null,null,null,null,null,null,null,null,null,null,null,null,null,null,null,null,null,null,null,null,null,null,null,null,null,null,null,null,null,null,null,null,null,null,16,19,379,{"$f":"OFFSET(LoadCurve!$D$1,IF($CA$1,BX381,366-BX381),BY381)","v":1323},{"$f":"IF(BZ381=SUMIF(LoadCurve!$AQ$51:$AQ$90,CB380,LoadCurve!$BK$51:$BK$90),CB380+1,CB380)","v":2},1302,{"$f":"SUMIF(LoadCurve!$AQ$51:$AQ$90,CB381,LoadCurve!$BJ$51:$BJ$90)","v":1265.3626074583512}]
[null,null,null,null,null,null,null,null,null,null,null,null,null,null,null,null,null,null,null,null,null,null,null,null,null,null,null,null,null,null,null,null,null,null,null,null,null,null,null,null,null,null,null,null,null,null,null,null,null,null,null,null,null,null,null,null,null,null,null,null,null,null,null,null,null,null,null,null,null,null,null,null,null,null,null,16,20,380,{"$f":"OFFSET(LoadCurve!$D$1,IF($CA$1,BX382,366-BX382),BY382)","v":1332},{"$f":"IF(BZ382=SUMIF(LoadCurve!$AQ$51:$AQ$90,CB381,LoadCurve!$BK$51:$BK$90),CB381+1,CB381)","v":2},1302,{"$f":"SUMIF(LoadCurve!$AQ$51:$AQ$90,CB382,LoadCurve!$BJ$51:$BJ$90)","v":1265.3626074583512}]
[null,null,null,null,null,null,null,null,null,null,null,null,null,null,null,null,null,null,null,null,null,null,null,null,null,null,null,null,null,null,null,null,null,null,null,null,null,null,null,null,null,null,null,null,null,null,null,null,null,null,null,null,null,null,null,null,null,null,null,null,null,null,null,null,null,null,null,null,null,null,null,null,null,null,null,16,21,381,{"$f":"OFFSET(LoadCurve!$D$1,IF($CA$1,BX383,366-BX383),BY383)","v":1307},{"$f":"IF(BZ383=SUMIF(LoadCurve!$AQ$51:$AQ$90,CB382,LoadCurve!$BK$51:$BK$90),CB382+1,CB382)","v":2},1302,{"$f":"SUMIF(LoadCurve!$AQ$51:$AQ$90,CB383,LoadCurve!$BJ$51:$BJ$90)","v":1265.3626074583512}]
[null,null,null,null,null,null,null,null,null,null,null,null,null,null,null,null,null,null,null,null,null,null,null,null,null,null,null,null,null,null,null,null,null,null,null,null,null,null,null,null,null,null,null,null,null,null,null,null,null,null,null,null,null,null,null,null,null,null,null,null,null,null,null,null,null,null,null,null,null,null,null,null,null,null,null,16,22,382,{"$f":"OFFSET(LoadCurve!$D$1,IF($CA$1,BX384,366-BX384),BY384)","v":1278},{"$f":"IF(BZ384=SUMIF(LoadCurve!$AQ$51:$AQ$90,CB383,LoadCurve!$BK$51:$BK$90),CB383+1,CB383)","v":2},1301.7,{"$f":"SUMIF(LoadCurve!$AQ$51:$AQ$90,CB384,LoadCurve!$BJ$51:$BJ$90)","v":1265.3626074583512}]
[null,null,null,null,null,null,null,null,null,null,null,null,null,null,null,null,null,null,null,null,null,null,null,null,null,null,null,null,null,null,null,null,null,null,null,null,null,null,null,null,null,null,null,null,null,null,null,null,null,null,null,null,null,null,null,null,null,null,null,null,null,null,null,null,null,null,null,null,null,null,null,null,null,null,null,16,23,383,{"$f":"OFFSET(LoadCurve!$D$1,IF($CA$1,BX385,366-BX385),BY385)","v":1213},{"$f":"IF(BZ385=SUMIF(LoadCurve!$AQ$51:$AQ$90,CB384,LoadCurve!$BK$51:$BK$90),CB384+1,CB384)","v":2},1301.7,{"$f":"SUMIF(LoadCurve!$AQ$51:$AQ$90,CB385,LoadCurve!$BJ$51:$BJ$90)","v":1265.3626074583512}]
[null,null,null,null,null,null,null,null,null,null,null,null,null,null,null,null,null,null,null,null,null,null,null,null,null,null,null,null,null,null,null,null,null,null,null,null,null,null,null,null,null,null,null,null,null,null,null,null,null,null,null,null,null,null,null,null,null,null,null,null,null,null,null,null,null,null,null,null,null,null,null,null,null,null,null,16,24,384,{"$f":"OFFSET(LoadCurve!$D$1,IF($CA$1,BX386,366-BX386),BY386)","v":1156},{"$f":"IF(BZ386=SUMIF(LoadCurve!$AQ$51:$AQ$90,CB385,LoadCurve!$BK$51:$BK$90),CB385+1,CB385)","v":2},1301,{"$f":"SUMIF(LoadCurve!$AQ$51:$AQ$90,CB386,LoadCurve!$BJ$51:$BJ$90)","v":1265.3626074583512}]
[null,null,null,null,null,null,null,null,null,null,null,null,null,null,null,null,null,null,null,null,null,null,null,null,null,null,null,null,null,null,null,null,null,null,null,null,null,null,null,null,null,null,null,null,null,null,null,null,null,null,null,null,null,null,null,null,null,null,null,null,null,null,null,null,null,null,null,null,null,null,null,null,null,null,null,{"$f":"ROUNDDOWN((BZ387-1)/24,0)+1","v":17},1,385,{"$f":"OFFSET(LoadCurve!$D$1,IF($CA$1,BX387,366-BX387),BY387)","v":1117},{"$f":"IF(BZ387=SUMIF(LoadCurve!$AQ$51:$AQ$90,CB386,LoadCurve!$BK$51:$BK$90),CB386+1,CB386)","v":2},1301,{"$f":"SUMIF(LoadCurve!$AQ$51:$AQ$90,CB387,LoadCurve!$BJ$51:$BJ$90)","v":1265.3626074583512}]
[null,null,null,null,null,null,null,null,null,null,null,null,null,null,null,null,null,null,null,null,null,null,null,null,null,null,null,null,null,null,null,null,null,null,null,null,null,null,null,null,null,null,null,null,null,null,null,null,null,null,null,null,null,null,null,null,null,null,null,null,null,null,null,null,null,null,null,null,null,null,null,null,null,null,null,17,2,{"$f":"BZ387+1","v":386},{"$f":"OFFSET(LoadCurve!$D$1,IF($CA$1,BX388,366-BX388),BY388)","v":1084},{"$f":"IF(BZ388=SUMIF(LoadCurve!$AQ$51:$AQ$90,CB387,LoadCurve!$BK$51:$BK$90),CB387+1,CB387)","v":2},1301,{"$f":"SUMIF(LoadCurve!$AQ$51:$AQ$90,CB388,LoadCurve!$BJ$51:$BJ$90)","v":1265.3626074583512}]
[null,null,null,null,null,null,null,null,null,null,null,null,null,null,null,null,null,null,null,null,null,null,null,null,null,null,null,null,null,null,null,null,null,null,null,null,null,null,null,null,null,null,null,null,null,null,null,null,null,null,null,null,null,null,null,null,null,null,null,null,null,null,null,null,null,null,null,null,null,null,null,null,null,null,null,17,3,387,{"$f":"OFFSET(LoadCurve!$D$1,IF($CA$1,BX389,366-BX389),BY389)","v":1053},{"$f":"IF(BZ389=SUMIF(LoadCurve!$AQ$51:$AQ$90,CB388,LoadCurve!$BK$51:$BK$90),CB388+1,CB388)","v":2},1301,{"$f":"SUMIF(LoadCurve!$AQ$51:$AQ$90,CB389,LoadCurve!$BJ$51:$BJ$90)","v":1265.3626074583512}]
[null,null,null,null,null,null,null,null,null,null,null,null,null,null,null,null,null,null,null,null,null,null,null,null,null,null,null,null,null,null,null,null,null,null,null,null,null,null,null,null,null,null,null,null,null,null,null,null,null,null,null,null,null,null,null,null,null,null,null,null,null,null,null,null,null,null,null,null,null,null,null,null,null,null,null,17,4,388,{"$f":"OFFSET(LoadCurve!$D$1,IF($CA$1,BX390,366-BX390),BY390)","v":1055},{"$f":"IF(BZ390=SUMIF(LoadCurve!$AQ$51:$AQ$90,CB389,LoadCurve!$BK$51:$BK$90),CB389+1,CB389)","v":2},1301,{"$f":"SUMIF(LoadCurve!$AQ$51:$AQ$90,CB390,LoadCurve!$BJ$51:$BJ$90)","v":1265.3626074583512}]
[null,null,null,null,null,null,null,null,null,null,null,null,null,null,null,null,null,null,null,null,null,null,null,null,null,null,null,null,null,null,null,null,null,null,null,null,null,null,null,null,null,null,null,null,null,null,null,null,null,null,null,null,null,null,null,null,null,null,null,null,null,null,null,null,null,null,null,null,null,null,null,null,null,null,null,17,5,389,{"$f":"OFFSET(LoadCurve!$D$1,IF($CA$1,BX391,366-BX391),BY391)","v":1070},{"$f":"IF(BZ391=SUMIF(LoadCurve!$AQ$51:$AQ$90,CB390,LoadCurve!$BK$51:$BK$90),CB390+1,CB390)","v":2},1301,{"$f":"SUMIF(LoadCurve!$AQ$51:$AQ$90,CB391,LoadCurve!$BJ$51:$BJ$90)","v":1265.3626074583512}]
[null,null,null,null,null,null,null,null,null,null,null,null,null,null,null,null,null,null,null,null,null,null,null,null,null,null,null,null,null,null,null,null,null,null,null,null,null,null,null,null,null,null,null,null,null,null,null,null,null,null,null,null,null,null,null,null,null,null,null,null,null,null,null,null,null,null,null,null,null,null,null,null,null,null,null,17,6,390,{"$f":"OFFSET(LoadCurve!$D$1,IF($CA$1,BX392,366-BX392),BY392)","v":1175},{"$f":"IF(BZ392=SUMIF(LoadCurve!$AQ$51:$AQ$90,CB391,LoadCurve!$BK$51:$BK$90),CB391+1,CB391)","v":2},1301,{"$f":"SUMIF(LoadCurve!$AQ$51:$AQ$90,CB392,LoadCurve!$BJ$51:$BJ$90)","v":1265.3626074583512}]
[null,null,null,null,null,null,null,null,null,null,null,null,null,null,null,null,null,null,null,null,null,null,null,null,null,null,null,null,null,null,null,null,null,null,null,null,null,null,null,null,null,null,null,null,null,null,null,null,null,null,null,null,null,null,null,null,null,null,null,null,null,null,null,null,null,null,null,null,null,null,null,null,null,null,null,17,7,391,{"$f":"OFFSET(LoadCurve!$D$1,IF($CA$1,BX393,366-BX393),BY393)","v":1036},{"$f":"IF(BZ393=SUMIF(LoadCurve!$AQ$51:$AQ$90,CB392,LoadCurve!$BK$51:$BK$90),CB392+1,CB392)","v":2},1301,{"$f":"SUMIF(LoadCurve!$AQ$51:$AQ$90,CB393,LoadCurve!$BJ$51:$BJ$90)","v":1265.3626074583512}]
[null,null,null,null,null,null,null,null,null,null,null,null,null,null,null,null,null,null,null,null,null,null,null,null,null,null,null,null,null,null,null,null,null,null,null,null,null,null,null,null,null,null,null,null,null,null,null,null,null,null,null,null,null,null,null,null,null,null,null,null,null,null,null,null,null,null,null,null,null,null,null,null,null,null,null,17,8,392,{"$f":"OFFSET(LoadCurve!$D$1,IF($CA$1,BX394,366-BX394),BY394)","v":995},{"$f":"IF(BZ394=SUMIF(LoadCurve!$AQ$51:$AQ$90,CB393,LoadCurve!$BK$51:$BK$90),CB393+1,CB393)","v":2},1301,{"$f":"SUMIF(LoadCurve!$AQ$51:$AQ$90,CB394,LoadCurve!$BJ$51:$BJ$90)","v":1265.3626074583512}]
[null,null,null,null,null,null,null,null,null,null,null,null,null,null,null,null,null,null,null,null,null,null,null,null,null,null,null,null,null,null,null,null,null,null,null,null,null,null,null,null,null,null,null,null,null,null,null,null,null,null,null,null,null,null,null,null,null,null,null,null,null,null,null,null,null,null,null,null,null,null,null,null,null,null,null,17,9,393,{"$f":"OFFSET(LoadCurve!$D$1,IF($CA$1,BX395,366-BX395),BY395)","v":1032},{"$f":"IF(BZ395=SUMIF(LoadCurve!$AQ$51:$AQ$90,CB394,LoadCurve!$BK$51:$BK$90),CB394+1,CB394)","v":2},1301,{"$f":"SUMIF(LoadCurve!$AQ$51:$AQ$90,CB395,LoadCurve!$BJ$51:$BJ$90)","v":1265.3626074583512}]
[null,null,null,null,null,null,null,null,null,null,null,null,null,null,null,null,null,null,null,null,null,null,null,null,null,null,null,null,null,null,null,null,null,null,null,null,null,null,null,null,null,null,null,null,null,null,null,null,null,null,null,null,null,null,null,null,null,null,null,null,null,null,null,null,null,null,null,null,null,null,null,null,null,null,null,17,10,394,{"$f":"OFFSET(LoadCurve!$D$1,IF($CA$1,BX396,366-BX396),BY396)","v":1060},{"$f":"IF(BZ396=SUMIF(LoadCurve!$AQ$51:$AQ$90,CB395,LoadCurve!$BK$51:$BK$90),CB395+1,CB395)","v":2},1300.4000000000001,{"$f":"SUMIF(LoadCurve!$AQ$51:$AQ$90,CB396,LoadCurve!$BJ$51:$BJ$90)","v":1265.3626074583512}]
[null,null,null,null,null,null,null,null,null,null,null,null,null,null,null,null,null,null,null,null,null,null,null,null,null,null,null,null,null,null,null,null,null,null,null,null,null,null,null,null,null,null,null,null,null,null,null,null,null,null,null,null,null,null,null,null,null,null,null,null,null,null,null,null,null,null,null,null,null,null,null,null,null,null,null,17,11,395,{"$f":"OFFSET(LoadCurve!$D$1,IF($CA$1,BX397,366-BX397),BY397)","v":1060},{"$f":"IF(BZ397=SUMIF(LoadCurve!$AQ$51:$AQ$90,CB396,LoadCurve!$BK$51:$BK$90),CB396+1,CB396)","v":2},1300,{"$f":"SUMIF(LoadCurve!$AQ$51:$AQ$90,CB397,LoadCurve!$BJ$51:$BJ$90)","v":1265.3626074583512}]
[null,null,null,null,null,null,null,null,null,null,null,null,null,null,null,null,null,null,null,null,null,null,null,null,null,null,null,null,null,null,null,null,null,null,null,null,null,null,null,null,null,null,null,null,null,null,null,null,null,null,null,null,null,null,null,null,null,null,null,null,null,null,null,null,null,null,null,null,null,null,null,null,null,null,null,17,12,396,{"$f":"OFFSET(LoadCurve!$D$1,IF($CA$1,BX398,366-BX398),BY398)","v":1044},{"$f":"IF(BZ398=SUMIF(LoadCurve!$AQ$51:$AQ$90,CB397,LoadCurve!$BK$51:$BK$90),CB397+1,CB397)","v":2},1300,{"$f":"SUMIF(LoadCurve!$AQ$51:$AQ$90,CB398,LoadCurve!$BJ$51:$BJ$90)","v":1265.3626074583512}]
[null,null,null,null,null,null,null,null,null,null,null,null,null,null,null,null,null,null,null,null,null,null,null,null,null,null,null,null,null,null,null,null,null,null,null,null,null,null,null,null,null,null,null,null,null,null,null,null,null,null,null,null,null,null,null,null,null,null,null,null,null,null,null,null,null,null,null,null,null,null,null,null,null,null,null,17,13,397,{"$f":"OFFSET(LoadCurve!$D$1,IF($CA$1,BX399,366-BX399),BY399)","v":1050},{"$f":"IF(BZ399=SUMIF(LoadCurve!$AQ$51:$AQ$90,CB398,LoadCurve!$BK$51:$BK$90),CB398+1,CB398)","v":2},1300,{"$f":"SUMIF(LoadCurve!$AQ$51:$AQ$90,CB399,LoadCurve!$BJ$51:$BJ$90)","v":1265.3626074583512}]
[null,null,null,null,null,null,null,null,null,null,null,null,null,null,null,null,null,null,null,null,null,null,null,null,null,null,null,null,null,null,null,null,null,null,null,null,null,null,null,null,null,null,null,null,null,null,null,null,null,null,null,null,null,null,null,null,null,null,null,null,null,null,null,null,null,null,null,null,null,null,null,null,null,null,null,17,14,398,{"$f":"OFFSET(LoadCurve!$D$1,IF($CA$1,BX400,366-BX400),BY400)","v":1049},{"$f":"IF(BZ400=SUMIF(LoadCurve!$AQ$51:$AQ$90,CB399,LoadCurve!$BK$51:$BK$90),CB399+1,CB399)","v":2},1300,{"$f":"SUMIF(LoadCurve!$AQ$51:$AQ$90,CB400,LoadCurve!$BJ$51:$BJ$90)","v":1265.3626074583512}]
[null,null,null,null,null,null,null,null,null,null,null,null,null,null,null,null,null,null,null,null,null,null,null,null,null,null,null,null,null,null,null,null,null,null,null,null,null,null,null,null,null,null,null,null,null,null,null,null,null,null,null,null,null,null,null,null,null,null,null,null,null,null,null,null,null,null,null,null,null,null,null,null,null,null,null,17,15,399,{"$f":"OFFSET(LoadCurve!$D$1,IF($CA$1,BX401,366-BX401),BY401)","v":1072},{"$f":"IF(BZ401=SUMIF(LoadCurve!$AQ$51:$AQ$90,CB400,LoadCurve!$BK$51:$BK$90),CB400+1,CB400)","v":2},1300,{"$f":"SUMIF(LoadCurve!$AQ$51:$AQ$90,CB401,LoadCurve!$BJ$51:$BJ$90)","v":1265.3626074583512}]
[null,null,null,null,null,null,null,null,null,null,null,null,null,null,null,null,null,null,null,null,null,null,null,null,null,null,null,null,null,null,null,null,null,null,null,null,null,null,null,null,null,null,null,null,null,null,null,null,null,null,null,null,null,null,null,null,null,null,null,null,null,null,null,null,null,null,null,null,null,null,null,null,null,null,null,17,16,400,{"$f":"OFFSET(LoadCurve!$D$1,IF($CA$1,BX402,366-BX402),BY402)","v":1069},{"$f":"IF(BZ402=SUMIF(LoadCurve!$AQ$51:$AQ$90,CB401,LoadCurve!$BK$51:$BK$90),CB401+1,CB401)","v":2},1300,{"$f":"SUMIF(LoadCurve!$AQ$51:$AQ$90,CB402,LoadCurve!$BJ$51:$BJ$90)","v":1265.3626074583512}]
[null,null,null,null,null,null,null,null,null,null,null,null,null,null,null,null,null,null,null,null,null,null,null,null,null,null,null,null,null,null,null,null,null,null,null,null,null,null,null,null,null,null,null,null,null,null,null,null,null,null,null,null,null,null,null,null,null,null,null,null,null,null,null,null,null,null,null,null,null,null,null,null,null,null,null,17,17,401,{"$f":"OFFSET(LoadCurve!$D$1,IF($CA$1,BX403,366-BX403),BY403)","v":1070},{"$f":"IF(BZ403=SUMIF(LoadCurve!$AQ$51:$AQ$90,CB402,LoadCurve!$BK$51:$BK$90),CB402+1,CB402)","v":2},1300,{"$f":"SUMIF(LoadCurve!$AQ$51:$AQ$90,CB403,LoadCurve!$BJ$51:$BJ$90)","v":1265.3626074583512}]
[null,null,null,null,null,null,null,null,null,null,null,null,null,null,null,null,null,null,null,null,null,null,null,null,null,null,null,null,null,null,null,null,null,null,null,null,null,null,null,null,null,null,null,null,null,null,null,null,null,null,null,null,null,null,null,null,null,null,null,null,null,null,null,null,null,null,null,null,null,null,null,null,null,null,null,17,18,402,{"$f":"OFFSET(LoadCurve!$D$1,IF($CA$1,BX404,366-BX404),BY404)","v":1102},{"$f":"IF(BZ404=SUMIF(LoadCurve!$AQ$51:$AQ$90,CB403,LoadCurve!$BK$51:$BK$90),CB403+1,CB403)","v":2},1300,{"$f":"SUMIF(LoadCurve!$AQ$51:$AQ$90,CB404,LoadCurve!$BJ$51:$BJ$90)","v":1265.3626074583512}]
[null,null,null,null,null,null,null,null,null,null,null,null,null,null,null,null,null,null,null,null,null,null,null,null,null,null,null,null,null,null,null,null,null,null,null,null,null,null,null,null,null,null,null,null,null,null,null,null,null,null,null,null,null,null,null,null,null,null,null,null,null,null,null,null,null,null,null,null,null,null,null,null,null,null,null,17,19,403,{"$f":"OFFSET(LoadCurve!$D$1,IF($CA$1,BX405,366-BX405),BY405)","v":1297},{"$f":"IF(BZ405=SUMIF(LoadCurve!$AQ$51:$AQ$90,CB404,LoadCurve!$BK$51:$BK$90),CB404+1,CB404)","v":2},1299.8,{"$f":"SUMIF(LoadCurve!$AQ$51:$AQ$90,CB405,LoadCurve!$BJ$51:$BJ$90)","v":1265.3626074583512}]
[null,null,null,null,null,null,null,null,null,null,null,null,null,null,null,null,null,null,null,null,null,null,null,null,null,null,null,null,null,null,null,null,null,null,null,null,null,null,null,null,null,null,null,null,null,null,null,null,null,null,null,null,null,null,null,null,null,null,null,null,null,null,null,null,null,null,null,null,null,null,null,null,null,null,null,17,20,404,{"$f":"OFFSET(LoadCurve!$D$1,IF($CA$1,BX406,366-BX406),BY406)","v":1321},{"$f":"IF(BZ406=SUMIF(LoadCurve!$AQ$51:$AQ$90,CB405,LoadCurve!$BK$51:$BK$90),CB405+1,CB405)","v":2},1299.8,{"$f":"SUMIF(LoadCurve!$AQ$51:$AQ$90,CB406,LoadCurve!$BJ$51:$BJ$90)","v":1265.3626074583512}]
[null,null,null,null,null,null,null,null,null,null,null,null,null,null,null,null,null,null,null,null,null,null,null,null,null,null,null,null,null,null,null,null,null,null,null,null,null,null,null,null,null,null,null,null,null,null,null,null,null,null,null,null,null,null,null,null,null,null,null,null,null,null,null,null,null,null,null,null,null,null,null,null,null,null,null,17,21,405,{"$f":"OFFSET(LoadCurve!$D$1,IF($CA$1,BX407,366-BX407),BY407)","v":1321},{"$f":"IF(BZ407=SUMIF(LoadCurve!$AQ$51:$AQ$90,CB406,LoadCurve!$BK$51:$BK$90),CB406+1,CB406)","v":2},1299.5999999999999,{"$f":"SUMIF(LoadCurve!$AQ$51:$AQ$90,CB407,LoadCurve!$BJ$51:$BJ$90)","v":1265.3626074583512}]
[null,null,null,null,null,null,null,null,null,null,null,null,null,null,null,null,null,null,null,null,null,null,null,null,null,null,null,null,null,null,null,null,null,null,null,null,null,null,null,null,null,null,null,null,null,null,null,null,null,null,null,null,null,null,null,null,null,null,null,null,null,null,null,null,null,null,null,null,null,null,null,null,null,null,null,17,22,406,{"$f":"OFFSET(LoadCurve!$D$1,IF($CA$1,BX408,366-BX408),BY408)","v":1284},{"$f":"IF(BZ408=SUMIF(LoadCurve!$AQ$51:$AQ$90,CB407,LoadCurve!$BK$51:$BK$90),CB407+1,CB407)","v":2},1299,{"$f":"SUMIF(LoadCurve!$AQ$51:$AQ$90,CB408,LoadCurve!$BJ$51:$BJ$90)","v":1265.3626074583512}]
[null,null,null,null,null,null,null,null,null,null,null,null,null,null,null,null,null,null,null,null,null,null,null,null,null,null,null,null,null,null,null,null,null,null,null,null,null,null,null,null,null,null,null,null,null,null,null,null,null,null,null,null,null,null,null,null,null,null,null,null,null,null,null,null,null,null,null,null,null,null,null,null,null,null,null,17,23,407,{"$f":"OFFSET(LoadCurve!$D$1,IF($CA$1,BX409,366-BX409),BY409)","v":1198},{"$f":"IF(BZ409=SUMIF(LoadCurve!$AQ$51:$AQ$90,CB408,LoadCurve!$BK$51:$BK$90),CB408+1,CB408)","v":2},1299,{"$f":"SUMIF(LoadCurve!$AQ$51:$AQ$90,CB409,LoadCurve!$BJ$51:$BJ$90)","v":1265.3626074583512}]
[null,null,null,null,null,null,null,null,null,null,null,null,null,null,null,null,null,null,null,null,null,null,null,null,null,null,null,null,null,null,null,null,null,null,null,null,null,null,null,null,null,null,null,null,null,null,null,null,null,null,null,null,null,null,null,null,null,null,null,null,null,null,null,null,null,null,null,null,null,null,null,null,null,null,null,17,24,408,{"$f":"OFFSET(LoadCurve!$D$1,IF($CA$1,BX410,366-BX410),BY410)","v":1175},{"$f":"IF(BZ410=SUMIF(LoadCurve!$AQ$51:$AQ$90,CB409,LoadCurve!$BK$51:$BK$90),CB409+1,CB409)","v":2},1299,{"$f":"SUMIF(LoadCurve!$AQ$51:$AQ$90,CB410,LoadCurve!$BJ$51:$BJ$90)","v":1265.3626074583512}]
[null,null,null,null,null,null,null,null,null,null,null,null,null,null,null,null,null,null,null,null,null,null,null,null,null,null,null,null,null,null,null,null,null,null,null,null,null,null,null,null,null,null,null,null,null,null,null,null,null,null,null,null,null,null,null,null,null,null,null,null,null,null,null,null,null,null,null,null,null,null,null,null,null,null,null,18,{"$f":"BY387","v":1},409,{"$f":"OFFSET(LoadCurve!$D$1,IF($CA$1,BX411,366-BX411),BY411)","v":1103},{"$f":"IF(BZ411=SUMIF(LoadCurve!$AQ$51:$AQ$90,CB410,LoadCurve!$BK$51:$BK$90),CB410+1,CB410)","v":2},1299,{"$f":"SUMIF(LoadCurve!$AQ$51:$AQ$90,CB411,LoadCurve!$BJ$51:$BJ$90)","v":1265.3626074583512}]
[null,null,null,null,null,null,null,null,null,null,null,null,null,null,null,null,null,null,null,null,null,null,null,null,null,null,null,null,null,null,null,null,null,null,null,null,null,null,null,null,null,null,null,null,null,null,null,null,null,null,null,null,null,null,null,null,null,null,null,null,null,null,null,null,null,null,null,null,null,null,null,null,null,null,null,18,2,410,{"$f":"OFFSET(LoadCurve!$D$1,IF($CA$1,BX412,366-BX412),BY412)","v":1072},{"$f":"IF(BZ412=SUMIF(LoadCurve!$AQ$51:$AQ$90,CB411,LoadCurve!$BK$51:$BK$90),CB411+1,CB411)","v":2},1299,{"$f":"SUMIF(LoadCurve!$AQ$51:$AQ$90,CB412,LoadCurve!$BJ$51:$BJ$90)","v":1265.3626074583512}]
[null,null,null,null,null,null,null,null,null,null,null,null,null,null,null,null,null,null,null,null,null,null,null,null,null,null,null,null,null,null,null,null,null,null,null,null,null,null,null,null,null,null,null,null,null,null,null,null,null,null,null,null,null,null,null,null,null,null,null,null,null,null,null,null,null,null,null,null,null,null,null,null,null,null,null,18,3,411,{"$f":"OFFSET(LoadCurve!$D$1,IF($CA$1,BX413,366-BX413),BY413)","v":1066},{"$f":"IF(BZ413=SUMIF(LoadCurve!$AQ$51:$AQ$90,CB412,LoadCurve!$BK$51:$BK$90),CB412+1,CB412)","v":2},1298.7,{"$f":"SUMIF(LoadCurve!$AQ$51:$AQ$90,CB413,LoadCurve!$BJ$51:$BJ$90)","v":1265.3626074583512}]
[null,null,null,null,null,null,null,null,null,null,null,null,null,null,null,null,null,null,null,null,null,null,null,null,null,null,null,null,null,null,null,null,null,null,null,null,null,null,null,null,null,null,null,null,null,null,null,null,null,null,null,null,null,null,null,null,null,null,null,null,null,null,null,null,null,null,null,null,null,null,null,null,null,null,null,18,4,412,{"$f":"OFFSET(LoadCurve!$D$1,IF($CA$1,BX414,366-BX414),BY414)","v":1042},{"$f":"IF(BZ414=SUMIF(LoadCurve!$AQ$51:$AQ$90,CB413,LoadCurve!$BK$51:$BK$90),CB413+1,CB413)","v":2},1298,{"$f":"SUMIF(LoadCurve!$AQ$51:$AQ$90,CB414,LoadCurve!$BJ$51:$BJ$90)","v":1265.3626074583512}]
[null,null,null,null,null,null,null,null,null,null,null,null,null,null,null,null,null,null,null,null,null,null,null,null,null,null,null,null,null,null,null,null,null,null,null,null,null,null,null,null,null,null,null,null,null,null,null,null,null,null,null,null,null,null,null,null,null,null,null,null,null,null,null,null,null,null,null,null,null,null,null,null,null,null,null,18,5,413,{"$f":"OFFSET(LoadCurve!$D$1,IF($CA$1,BX415,366-BX415),BY415)","v":1065},{"$f":"IF(BZ415=SUMIF(LoadCurve!$AQ$51:$AQ$90,CB414,LoadCurve!$BK$51:$BK$90),CB414+1,CB414)","v":2},1298,{"$f":"SUMIF(LoadCurve!$AQ$51:$AQ$90,CB415,LoadCurve!$BJ$51:$BJ$90)","v":1265.3626074583512}]
[null,null,null,null,null,null,null,null,null,null,null,null,null,null,null,null,null,null,null,null,null,null,null,null,null,null,null,null,null,null,null,null,null,null,null,null,null,null,null,null,null,null,null,null,null,null,null,null,null,null,null,null,null,null,null,null,null,null,null,null,null,null,null,null,null,null,null,null,null,null,null,null,null,null,null,18,6,414,{"$f":"OFFSET(LoadCurve!$D$1,IF($CA$1,BX416,366-BX416),BY416)","v":1085},{"$f":"IF(BZ416=SUMIF(LoadCurve!$AQ$51:$AQ$90,CB415,LoadCurve!$BK$51:$BK$90),CB415+1,CB415)","v":2},1298,{"$f":"SUMIF(LoadCurve!$AQ$51:$AQ$90,CB416,LoadCurve!$BJ$51:$BJ$90)","v":1265.3626074583512}]
[null,null,null,null,null,null,null,null,null,null,null,null,null,null,null,null,null,null,null,null,null,null,null,null,null,null,null,null,null,null,null,null,null,null,null,null,null,null,null,null,null,null,null,null,null,null,null,null,null,null,null,null,null,null,null,null,null,null,null,null,null,null,null,null,null,null,null,null,null,null,null,null,null,null,null,18,7,415,{"$f":"OFFSET(LoadCurve!$D$1,IF($CA$1,BX417,366-BX417),BY417)","v":981},{"$f":"IF(BZ417=SUMIF(LoadCurve!$AQ$51:$AQ$90,CB416,LoadCurve!$BK$51:$BK$90),CB416+1,CB416)","v":2},1298,{"$f":"SUMIF(LoadCurve!$AQ$51:$AQ$90,CB417,LoadCurve!$BJ$51:$BJ$90)","v":1265.3626074583512}]
[null,null,null,null,null,null,null,null,null,null,null,null,null,null,null,null,null,null,null,null,null,null,null,null,null,null,null,null,null,null,null,null,null,null,null,null,null,null,null,null,null,null,null,null,null,null,null,null,null,null,null,null,null,null,null,null,null,null,null,null,null,null,null,null,null,null,null,null,null,null,null,null,null,null,null,18,8,416,{"$f":"OFFSET(LoadCurve!$D$1,IF($CA$1,BX418,366-BX418),BY418)","v":979},{"$f":"IF(BZ418=SUMIF(LoadCurve!$AQ$51:$AQ$90,CB417,LoadCurve!$BK$51:$BK$90),CB417+1,CB417)","v":2},1297.5,{"$f":"SUMIF(LoadCurve!$AQ$51:$AQ$90,CB418,LoadCurve!$BJ$51:$BJ$90)","v":1265.3626074583512}]
[null,null,null,null,null,null,null,null,null,null,null,null,null,null,null,null,null,null,null,null,null,null,null,null,null,null,null,null,null,null,null,null,null,null,null,null,null,null,null,null,null,null,null,null,null,null,null,null,null,null,null,null,null,null,null,null,null,null,null,null,null,null,null,null,null,null,null,null,null,null,null,null,null,null,null,18,9,417,{"$f":"OFFSET(LoadCurve!$D$1,IF($CA$1,BX419,366-BX419),BY419)","v":963},{"$f":"IF(BZ419=SUMIF(LoadCurve!$AQ$51:$AQ$90,CB418,LoadCurve!$BK$51:$BK$90),CB418+1,CB418)","v":2},1297,{"$f":"SUMIF(LoadCurve!$AQ$51:$AQ$90,CB419,LoadCurve!$BJ$51:$BJ$90)","v":1265.3626074583512}]
[null,null,null,null,null,null,null,null,null,null,null,null,null,null,null,null,null,null,null,null,null,null,null,null,null,null,null,null,null,null,null,null,null,null,null,null,null,null,null,null,null,null,null,null,null,null,null,null,null,null,null,null,null,null,null,null,null,null,null,null,null,null,null,null,null,null,null,null,null,null,null,null,null,null,null,18,10,418,{"$f":"OFFSET(LoadCurve!$D$1,IF($CA$1,BX420,366-BX420),BY420)","v":932},{"$f":"IF(BZ420=SUMIF(LoadCurve!$AQ$51:$AQ$90,CB419,LoadCurve!$BK$51:$BK$90),CB419+1,CB419)","v":2},1297,{"$f":"SUMIF(LoadCurve!$AQ$51:$AQ$90,CB420,LoadCurve!$BJ$51:$BJ$90)","v":1265.3626074583512}]
[null,null,null,null,null,null,null,null,null,null,null,null,null,null,null,null,null,null,null,null,null,null,null,null,null,null,null,null,null,null,null,null,null,null,null,null,null,null,null,null,null,null,null,null,null,null,null,null,null,null,null,null,null,null,null,null,null,null,null,null,null,null,null,null,null,null,null,null,null,null,null,null,null,null,null,18,11,419,{"$f":"OFFSET(LoadCurve!$D$1,IF($CA$1,BX421,366-BX421),BY421)","v":919},{"$f":"IF(BZ421=SUMIF(LoadCurve!$AQ$51:$AQ$90,CB420,LoadCurve!$BK$51:$BK$90),CB420+1,CB420)","v":2},1297,{"$f":"SUMIF(LoadCurve!$AQ$51:$AQ$90,CB421,LoadCurve!$BJ$51:$BJ$90)","v":1265.3626074583512}]
[null,null,null,null,null,null,null,null,null,null,null,null,null,null,null,null,null,null,null,null,null,null,null,null,null,null,null,null,null,null,null,null,null,null,null,null,null,null,null,null,null,null,null,null,null,null,null,null,null,null,null,null,null,null,null,null,null,null,null,null,null,null,null,null,null,null,null,null,null,null,null,null,null,null,null,18,12,420,{"$f":"OFFSET(LoadCurve!$D$1,IF($CA$1,BX422,366-BX422),BY422)","v":953},{"$f":"IF(BZ422=SUMIF(LoadCurve!$AQ$51:$AQ$90,CB421,LoadCurve!$BK$51:$BK$90),CB421+1,CB421)","v":2},1297,{"$f":"SUMIF(LoadCurve!$AQ$51:$AQ$90,CB422,LoadCurve!$BJ$51:$BJ$90)","v":1265.3626074583512}]
[null,null,null,null,null,null,null,null,null,null,null,null,null,null,null,null,null,null,null,null,null,null,null,null,null,null,null,null,null,null,null,null,null,null,null,null,null,null,null,null,null,null,null,null,null,null,null,null,null,null,null,null,null,null,null,null,null,null,null,null,null,null,null,null,null,null,null,null,null,null,null,null,null,null,null,18,13,421,{"$f":"OFFSET(LoadCurve!$D$1,IF($CA$1,BX423,366-BX423),BY423)","v":957},{"$f":"IF(BZ423=SUMIF(LoadCurve!$AQ$51:$AQ$90,CB422,LoadCurve!$BK$51:$BK$90),CB422+1,CB422)","v":2},1297,{"$f":"SUMIF(LoadCurve!$AQ$51:$AQ$90,CB423,LoadCurve!$BJ$51:$BJ$90)","v":1265.3626074583512}]
[null,null,null,null,null,null,null,null,null,null,null,null,null,null,null,null,null,null,null,null,null,null,null,null,null,null,null,null,null,null,null,null,null,null,null,null,null,null,null,null,null,null,null,null,null,null,null,null,null,null,null,null,null,null,null,null,null,null,null,null,null,null,null,null,null,null,null,null,null,null,null,null,null,null,null,18,14,422,{"$f":"OFFSET(LoadCurve!$D$1,IF($CA$1,BX424,366-BX424),BY424)","v":985},{"$f":"IF(BZ424=SUMIF(LoadCurve!$AQ$51:$AQ$90,CB423,LoadCurve!$BK$51:$BK$90),CB423+1,CB423)","v":2},1297,{"$f":"SUMIF(LoadCurve!$AQ$51:$AQ$90,CB424,LoadCurve!$BJ$51:$BJ$90)","v":1265.3626074583512}]
[null,null,null,null,null,null,null,null,null,null,null,null,null,null,null,null,null,null,null,null,null,null,null,null,null,null,null,null,null,null,null,null,null,null,null,null,null,null,null,null,null,null,null,null,null,null,null,null,null,null,null,null,null,null,null,null,null,null,null,null,null,null,null,null,null,null,null,null,null,null,null,null,null,null,null,18,15,423,{"$f":"OFFSET(LoadCurve!$D$1,IF($CA$1,BX425,366-BX425),BY425)","v":992},{"$f":"IF(BZ425=SUMIF(LoadCurve!$AQ$51:$AQ$90,CB424,LoadCurve!$BK$51:$BK$90),CB424+1,CB424)","v":2},1297,{"$f":"SUMIF(LoadCurve!$AQ$51:$AQ$90,CB425,LoadCurve!$BJ$51:$BJ$90)","v":1265.3626074583512}]
[null,null,null,null,null,null,null,null,null,null,null,null,null,null,null,null,null,null,null,null,null,null,null,null,null,null,null,null,null,null,null,null,null,null,null,null,null,null,null,null,null,null,null,null,null,null,null,null,null,null,null,null,null,null,null,null,null,null,null,null,null,null,null,null,null,null,null,null,null,null,null,null,null,null,null,18,16,424,{"$f":"OFFSET(LoadCurve!$D$1,IF($CA$1,BX426,366-BX426),BY426)","v":993},{"$f":"IF(BZ426=SUMIF(LoadCurve!$AQ$51:$AQ$90,CB425,LoadCurve!$BK$51:$BK$90),CB425+1,CB425)","v":2},1296.5999999999999,{"$f":"SUMIF(LoadCurve!$AQ$51:$AQ$90,CB426,LoadCurve!$BJ$51:$BJ$90)","v":1265.3626074583512}]
[null,null,null,null,null,null,null,null,null,null,null,null,null,null,null,null,null,null,null,null,null,null,null,null,null,null,null,null,null,null,null,null,null,null,null,null,null,null,null,null,null,null,null,null,null,null,null,null,null,null,null,null,null,null,null,null,null,null,null,null,null,null,null,null,null,null,null,null,null,null,null,null,null,null,null,18,17,425,{"$f":"OFFSET(LoadCurve!$D$1,IF($CA$1,BX427,366-BX427),BY427)","v":991},{"$f":"IF(BZ427=SUMIF(LoadCurve!$AQ$51:$AQ$90,CB426,LoadCurve!$BK$51:$BK$90),CB426+1,CB426)","v":2},1296,{"$f":"SUMIF(LoadCurve!$AQ$51:$AQ$90,CB427,LoadCurve!$BJ$51:$BJ$90)","v":1265.3626074583512}]
[null,null,null,null,null,null,null,null,null,null,null,null,null,null,null,null,null,null,null,null,null,null,null,null,null,null,null,null,null,null,null,null,null,null,null,null,null,null,null,null,null,null,null,null,null,null,null,null,null,null,null,null,null,null,null,null,null,null,null,null,null,null,null,null,null,null,null,null,null,null,null,null,null,null,null,18,18,426,{"$f":"OFFSET(LoadCurve!$D$1,IF($CA$1,BX428,366-BX428),BY428)","v":1046},{"$f":"IF(BZ428=SUMIF(LoadCurve!$AQ$51:$AQ$90,CB427,LoadCurve!$BK$51:$BK$90),CB427+1,CB427)","v":2},1296,{"$f":"SUMIF(LoadCurve!$AQ$51:$AQ$90,CB428,LoadCurve!$BJ$51:$BJ$90)","v":1265.3626074583512}]
[null,null,null,null,null,null,null,null,null,null,null,null,null,null,null,null,null,null,null,null,null,null,null,null,null,null,null,null,null,null,null,null,null,null,null,null,null,null,null,null,null,null,null,null,null,null,null,null,null,null,null,null,null,null,null,null,null,null,null,null,null,null,null,null,null,null,null,null,null,null,null,null,null,null,null,18,19,427,{"$f":"OFFSET(LoadCurve!$D$1,IF($CA$1,BX429,366-BX429),BY429)","v":1214},{"$f":"IF(BZ429=SUMIF(LoadCurve!$AQ$51:$AQ$90,CB428,LoadCurve!$BK$51:$BK$90),CB428+1,CB428)","v":2},1296,{"$f":"SUMIF(LoadCurve!$AQ$51:$AQ$90,CB429,LoadCurve!$BJ$51:$BJ$90)","v":1265.3626074583512}]
[null,null,null,null,null,null,null,null,null,null,null,null,null,null,null,null,null,null,null,null,null,null,null,null,null,null,null,null,null,null,null,null,null,null,null,null,null,null,null,null,null,null,null,null,null,null,null,null,null,null,null,null,null,null,null,null,null,null,null,null,null,null,null,null,null,null,null,null,null,null,null,null,null,null,null,18,20,428,{"$f":"OFFSET(LoadCurve!$D$1,IF($CA$1,BX430,366-BX430),BY430)","v":1246},{"$f":"IF(BZ430=SUMIF(LoadCurve!$AQ$51:$AQ$90,CB429,LoadCurve!$BK$51:$BK$90),CB429+1,CB429)","v":2},1296,{"$f":"SUMIF(LoadCurve!$AQ$51:$AQ$90,CB430,LoadCurve!$BJ$51:$BJ$90)","v":1265.3626074583512}]
[null,null,null,null,null,null,null,null,null,null,null,null,null,null,null,null,null,null,null,null,null,null,null,null,null,null,null,null,null,null,null,null,null,null,null,null,null,null,null,null,null,null,null,null,null,null,null,null,null,null,null,null,null,null,null,null,null,null,null,null,null,null,null,null,null,null,null,null,null,null,null,null,null,null,null,18,21,429,{"$f":"OFFSET(LoadCurve!$D$1,IF($CA$1,BX431,366-BX431),BY431)","v":1239},{"$f":"IF(BZ431=SUMIF(LoadCurve!$AQ$51:$AQ$90,CB430,LoadCurve!$BK$51:$BK$90),CB430+1,CB430)","v":2},1296,{"$f":"SUMIF(LoadCurve!$AQ$51:$AQ$90,CB431,LoadCurve!$BJ$51:$BJ$90)","v":1265.3626074583512}]
[null,null,null,null,null,null,null,null,null,null,null,null,null,null,null,null,null,null,null,null,null,null,null,null,null,null,null,null,null,null,null,null,null,null,null,null,null,null,null,null,null,null,null,null,null,null,null,null,null,null,null,null,null,null,null,null,null,null,null,null,null,null,null,null,null,null,null,null,null,null,null,null,null,null,null,18,22,430,{"$f":"OFFSET(LoadCurve!$D$1,IF($CA$1,BX432,366-BX432),BY432)","v":1209},{"$f":"IF(BZ432=SUMIF(LoadCurve!$AQ$51:$AQ$90,CB431,LoadCurve!$BK$51:$BK$90),CB431+1,CB431)","v":2},1296,{"$f":"SUMIF(LoadCurve!$AQ$51:$AQ$90,CB432,LoadCurve!$BJ$51:$BJ$90)","v":1265.3626074583512}]
[null,null,null,null,null,null,null,null,null,null,null,null,null,null,null,null,null,null,null,null,null,null,null,null,null,null,null,null,null,null,null,null,null,null,null,null,null,null,null,null,null,null,null,null,null,null,null,null,null,null,null,null,null,null,null,null,null,null,null,null,null,null,null,null,null,null,null,null,null,null,null,null,null,null,null,18,23,431,{"$f":"OFFSET(LoadCurve!$D$1,IF($CA$1,BX433,366-BX433),BY433)","v":1125},{"$f":"IF(BZ433=SUMIF(LoadCurve!$AQ$51:$AQ$90,CB432,LoadCurve!$BK$51:$BK$90),CB432+1,CB432)","v":2},1295.8,{"$f":"SUMIF(LoadCurve!$AQ$51:$AQ$90,CB433,LoadCurve!$BJ$51:$BJ$90)","v":1265.3626074583512}]
[null,null,null,null,null,null,null,null,null,null,null,null,null,null,null,null,null,null,null,null,null,null,null,null,null,null,null,null,null,null,null,null,null,null,null,null,null,null,null,null,null,null,null,null,null,null,null,null,null,null,null,null,null,null,null,null,null,null,null,null,null,null,null,null,null,null,null,null,null,null,null,null,null,null,null,18,24,432,{"$f":"OFFSET(LoadCurve!$D$1,IF($CA$1,BX434,366-BX434),BY434)","v":1061},{"$f":"IF(BZ434=SUMIF(LoadCurve!$AQ$51:$AQ$90,CB433,LoadCurve!$BK$51:$BK$90),CB433+1,CB433)","v":2},1295,{"$f":"SUMIF(LoadCurve!$AQ$51:$AQ$90,CB434,LoadCurve!$BJ$51:$BJ$90)","v":1265.3626074583512}]
[null,null,null,null,null,null,null,null,null,null,null,null,null,null,null,null,null,null,null,null,null,null,null,null,null,null,null,null,null,null,null,null,null,null,null,null,null,null,null,null,null,null,null,null,null,null,null,null,null,null,null,null,null,null,null,null,null,null,null,null,null,null,null,null,null,null,null,null,null,null,null,null,null,null,null,19,1,433,{"$f":"OFFSET(LoadCurve!$D$1,IF($CA$1,BX435,366-BX435),BY435)","v":1001},{"$f":"IF(BZ435=SUMIF(LoadCurve!$AQ$51:$AQ$90,CB434,LoadCurve!$BK$51:$BK$90),CB434+1,CB434)","v":2},1295,{"$f":"SUMIF(LoadCurve!$AQ$51:$AQ$90,CB435,LoadCurve!$BJ$51:$BJ$90)","v":1265.3626074583512}]
[null,null,null,null,null,null,null,null,null,null,null,null,null,null,null,null,null,null,null,null,null,null,null,null,null,null,null,null,null,null,null,null,null,null,null,null,null,null,null,null,null,null,null,null,null,null,null,null,null,null,null,null,null,null,null,null,null,null,null,null,null,null,null,null,null,null,null,null,null,null,null,null,null,null,null,19,2,434,{"$f":"OFFSET(LoadCurve!$D$1,IF($CA$1,BX436,366-BX436),BY436)","v":977},{"$f":"IF(BZ436=SUMIF(LoadCurve!$AQ$51:$AQ$90,CB435,LoadCurve!$BK$51:$BK$90),CB435+1,CB435)","v":2},1295,{"$f":"SUMIF(LoadCurve!$AQ$51:$AQ$90,CB436,LoadCurve!$BJ$51:$BJ$90)","v":1265.3626074583512}]
[null,null,null,null,null,null,null,null,null,null,null,null,null,null,null,null,null,null,null,null,null,null,null,null,null,null,null,null,null,null,null,null,null,null,null,null,null,null,null,null,null,null,null,null,null,null,null,null,null,null,null,null,null,null,null,null,null,null,null,null,null,null,null,null,null,null,null,null,null,null,null,null,null,null,null,19,3,435,{"$f":"OFFSET(LoadCurve!$D$1,IF($CA$1,BX437,366-BX437),BY437)","v":959},{"$f":"IF(BZ437=SUMIF(LoadCurve!$AQ$51:$AQ$90,CB436,LoadCurve!$BK$51:$BK$90),CB436+1,CB436)","v":2},1295,{"$f":"SUMIF(LoadCurve!$AQ$51:$AQ$90,CB437,LoadCurve!$BJ$51:$BJ$90)","v":1265.3626074583512}]
[null,null,null,null,null,null,null,null,null,null,null,null,null,null,null,null,null,null,null,null,null,null,null,null,null,null,null,null,null,null,null,null,null,null,null,null,null,null,null,null,null,null,null,null,null,null,null,null,null,null,null,null,null,null,null,null,null,null,null,null,null,null,null,null,null,null,null,null,null,null,null,null,null,null,null,19,4,436,{"$f":"OFFSET(LoadCurve!$D$1,IF($CA$1,BX438,366-BX438),BY438)","v":962},{"$f":"IF(BZ438=SUMIF(LoadCurve!$AQ$51:$AQ$90,CB437,LoadCurve!$BK$51:$BK$90),CB437+1,CB437)","v":2},1295,{"$f":"SUMIF(LoadCurve!$AQ$51:$AQ$90,CB438,LoadCurve!$BJ$51:$BJ$90)","v":1265.3626074583512}]
[null,null,null,null,null,null,null,null,null,null,null,null,null,null,null,null,null,null,null,null,null,null,null,null,null,null,null,null,null,null,null,null,null,null,null,null,null,null,null,null,null,null,null,null,null,null,null,null,null,null,null,null,null,null,null,null,null,null,null,null,null,null,null,null,null,null,null,null,null,null,null,null,null,null,null,19,5,437,{"$f":"OFFSET(LoadCurve!$D$1,IF($CA$1,BX439,366-BX439),BY439)","v":1025},{"$f":"IF(BZ439=SUMIF(LoadCurve!$AQ$51:$AQ$90,CB438,LoadCurve!$BK$51:$BK$90),CB438+1,CB438)","v":2},1295,{"$f":"SUMIF(LoadCurve!$AQ$51:$AQ$90,CB439,LoadCurve!$BJ$51:$BJ$90)","v":1265.3626074583512}]
[null,null,null,null,null,null,null,null,null,null,null,null,null,null,null,null,null,null,null,null,null,null,null,null,null,null,null,null,null,null,null,null,null,null,null,null,null,null,null,null,null,null,null,null,null,null,null,null,null,null,null,null,null,null,null,null,null,null,null,null,null,null,null,null,null,null,null,null,null,null,null,null,null,null,null,19,6,438,{"$f":"OFFSET(LoadCurve!$D$1,IF($CA$1,BX440,366-BX440),BY440)","v":1110},{"$f":"IF(BZ440=SUMIF(LoadCurve!$AQ$51:$AQ$90,CB439,LoadCurve!$BK$51:$BK$90),CB439+1,CB439)","v":2},1295,{"$f":"SUMIF(LoadCurve!$AQ$51:$AQ$90,CB440,LoadCurve!$BJ$51:$BJ$90)","v":1265.3626074583512}]
[null,null,null,null,null,null,null,null,null,null,null,null,null,null,null,null,null,null,null,null,null,null,null,null,null,null,null,null,null,null,null,null,null,null,null,null,null,null,null,null,null,null,null,null,null,null,null,null,null,null,null,null,null,null,null,null,null,null,null,null,null,null,null,null,null,null,null,null,null,null,null,null,null,null,null,19,7,439,{"$f":"OFFSET(LoadCurve!$D$1,IF($CA$1,BX441,366-BX441),BY441)","v":1001},{"$f":"IF(BZ441=SUMIF(LoadCurve!$AQ$51:$AQ$90,CB440,LoadCurve!$BK$51:$BK$90),CB440+1,CB440)","v":2},1295,{"$f":"SUMIF(LoadCurve!$AQ$51:$AQ$90,CB441,LoadCurve!$BJ$51:$BJ$90)","v":1265.3626074583512}]
[null,null,null,null,null,null,null,null,null,null,null,null,null,null,null,null,null,null,null,null,null,null,null,null,null,null,null,null,null,null,null,null,null,null,null,null,null,null,null,null,null,null,null,null,null,null,null,null,null,null,null,null,null,null,null,null,null,null,null,null,null,null,null,null,null,null,null,null,null,null,null,null,null,null,null,19,8,440,{"$f":"OFFSET(LoadCurve!$D$1,IF($CA$1,BX442,366-BX442),BY442)","v":1013},{"$f":"IF(BZ442=SUMIF(LoadCurve!$AQ$51:$AQ$90,CB441,LoadCurve!$BK$51:$BK$90),CB441+1,CB441)","v":2},1294.5,{"$f":"SUMIF(LoadCurve!$AQ$51:$AQ$90,CB442,LoadCurve!$BJ$51:$BJ$90)","v":1265.3626074583512}]
[null,null,null,null,null,null,null,null,null,null,null,null,null,null,null,null,null,null,null,null,null,null,null,null,null,null,null,null,null,null,null,null,null,null,null,null,null,null,null,null,null,null,null,null,null,null,null,null,null,null,null,null,null,null,null,null,null,null,null,null,null,null,null,null,null,null,null,null,null,null,null,null,null,null,null,19,9,441,{"$f":"OFFSET(LoadCurve!$D$1,IF($CA$1,BX443,366-BX443),BY443)","v":1053},{"$f":"IF(BZ443=SUMIF(LoadCurve!$AQ$51:$AQ$90,CB442,LoadCurve!$BK$51:$BK$90),CB442+1,CB442)","v":2},1294.2,{"$f":"SUMIF(LoadCurve!$AQ$51:$AQ$90,CB443,LoadCurve!$BJ$51:$BJ$90)","v":1265.3626074583512}]
[null,null,null,null,null,null,null,null,null,null,null,null,null,null,null,null,null,null,null,null,null,null,null,null,null,null,null,null,null,null,null,null,null,null,null,null,null,null,null,null,null,null,null,null,null,null,null,null,null,null,null,null,null,null,null,null,null,null,null,null,null,null,null,null,null,null,null,null,null,null,null,null,null,null,null,19,10,442,{"$f":"OFFSET(LoadCurve!$D$1,IF($CA$1,BX444,366-BX444),BY444)","v":1068},{"$f":"IF(BZ444=SUMIF(LoadCurve!$AQ$51:$AQ$90,CB443,LoadCurve!$BK$51:$BK$90),CB443+1,CB443)","v":2},1294.2,{"$f":"SUMIF(LoadCurve!$AQ$51:$AQ$90,CB444,LoadCurve!$BJ$51:$BJ$90)","v":1265.3626074583512}]
[null,null,null,null,null,null,null,null,null,null,null,null,null,null,null,null,null,null,null,null,null,null,null,null,null,null,null,null,null,null,null,null,null,null,null,null,null,null,null,null,null,null,null,null,null,null,null,null,null,null,null,null,null,null,null,null,null,null,null,null,null,null,null,null,null,null,null,null,null,null,null,null,null,null,null,19,11,443,{"$f":"OFFSET(LoadCurve!$D$1,IF($CA$1,BX445,366-BX445),BY445)","v":1065},{"$f":"IF(BZ445=SUMIF(LoadCurve!$AQ$51:$AQ$90,CB444,LoadCurve!$BK$51:$BK$90),CB444+1,CB444)","v":2},1294,{"$f":"SUMIF(LoadCurve!$AQ$51:$AQ$90,CB445,LoadCurve!$BJ$51:$BJ$90)","v":1265.3626074583512}]
[null,null,null,null,null,null,null,null,null,null,null,null,null,null,null,null,null,null,null,null,null,null,null,null,null,null,null,null,null,null,null,null,null,null,null,null,null,null,null,null,null,null,null,null,null,null,null,null,null,null,null,null,null,null,null,null,null,null,null,null,null,null,null,null,null,null,null,null,null,null,null,null,null,null,null,19,12,444,{"$f":"OFFSET(LoadCurve!$D$1,IF($CA$1,BX446,366-BX446),BY446)","v":1065},{"$f":"IF(BZ446=SUMIF(LoadCurve!$AQ$51:$AQ$90,CB445,LoadCurve!$BK$51:$BK$90),CB445+1,CB445)","v":2},1294,{"$f":"SUMIF(LoadCurve!$AQ$51:$AQ$90,CB446,LoadCurve!$BJ$51:$BJ$90)","v":1265.3626074583512}]
[null,null,null,null,null,null,null,null,null,null,null,null,null,null,null,null,null,null,null,null,null,null,null,null,null,null,null,null,null,null,null,null,null,null,null,null,null,null,null,null,null,null,null,null,null,null,null,null,null,null,null,null,null,null,null,null,null,null,null,null,null,null,null,null,null,null,null,null,null,null,null,null,null,null,null,19,13,445,{"$f":"OFFSET(LoadCurve!$D$1,IF($CA$1,BX447,366-BX447),BY447)","v":1055},{"$f":"IF(BZ447=SUMIF(LoadCurve!$AQ$51:$AQ$90,CB446,LoadCurve!$BK$51:$BK$90),CB446+1,CB446)","v":2},1294,{"$f":"SUMIF(LoadCurve!$AQ$51:$AQ$90,CB447,LoadCurve!$BJ$51:$BJ$90)","v":1265.3626074583512}]
[null,null,null,null,null,null,null,null,null,null,null,null,null,null,null,null,null,null,null,null,null,null,null,null,null,null,null,null,null,null,null,null,null,null,null,null,null,null,null,null,null,null,null,null,null,null,null,null,null,null,null,null,null,null,null,null,null,null,null,null,null,null,null,null,null,null,null,null,null,null,null,null,null,null,null,19,14,446,{"$f":"OFFSET(LoadCurve!$D$1,IF($CA$1,BX448,366-BX448),BY448)","v":1056},{"$f":"IF(BZ448=SUMIF(LoadCurve!$AQ$51:$AQ$90,CB447,LoadCurve!$BK$51:$BK$90),CB447+1,CB447)","v":2},1294,{"$f":"SUMIF(LoadCurve!$AQ$51:$AQ$90,CB448,LoadCurve!$BJ$51:$BJ$90)","v":1265.3626074583512}]
[null,null,null,null,null,null,null,null,null,null,null,null,null,null,null,null,null,null,null,null,null,null,null,null,null,null,null,null,null,null,null,null,null,null,null,null,null,null,null,null,null,null,null,null,null,null,null,null,null,null,null,null,null,null,null,null,null,null,null,null,null,null,null,null,null,null,null,null,null,null,null,null,null,null,null,19,15,447,{"$f":"OFFSET(LoadCurve!$D$1,IF($CA$1,BX449,366-BX449),BY449)","v":1124},{"$f":"IF(BZ449=SUMIF(LoadCurve!$AQ$51:$AQ$90,CB448,LoadCurve!$BK$51:$BK$90),CB448+1,CB448)","v":2},1294,{"$f":"SUMIF(LoadCurve!$AQ$51:$AQ$90,CB449,LoadCurve!$BJ$51:$BJ$90)","v":1265.3626074583512}]
[null,null,null,null,null,null,null,null,null,null,null,null,null,null,null,null,null,null,null,null,null,null,null,null,null,null,null,null,null,null,null,null,null,null,null,null,null,null,null,null,null,null,null,null,null,null,null,null,null,null,null,null,null,null,null,null,null,null,null,null,null,null,null,null,null,null,null,null,null,null,null,null,null,null,null,19,16,448,{"$f":"OFFSET(LoadCurve!$D$1,IF($CA$1,BX450,366-BX450),BY450)","v":1085},{"$f":"IF(BZ450=SUMIF(LoadCurve!$AQ$51:$AQ$90,CB449,LoadCurve!$BK$51:$BK$90),CB449+1,CB449)","v":2},1293.7,{"$f":"SUMIF(LoadCurve!$AQ$51:$AQ$90,CB450,LoadCurve!$BJ$51:$BJ$90)","v":1265.3626074583512}]
[null,null,null,null,null,null,null,null,null,null,null,null,null,null,null,null,null,null,null,null,null,null,null,null,null,null,null,null,null,null,null,null,null,null,null,null,null,null,null,null,null,null,null,null,null,null,null,null,null,null,null,null,null,null,null,null,null,null,null,null,null,null,null,null,null,null,null,null,null,null,null,null,null,null,null,{"$f":"ROUNDDOWN((BZ451-1)/24,0)+1","v":19},17,449,{"$f":"OFFSET(LoadCurve!$D$1,IF($CA$1,BX451,366-BX451),BY451)","v":1070},{"$f":"IF(BZ451=SUMIF(LoadCurve!$AQ$51:$AQ$90,CB450,LoadCurve!$BK$51:$BK$90),CB450+1,CB450)","v":2},1293.5,{"$f":"SUMIF(LoadCurve!$AQ$51:$AQ$90,CB451,LoadCurve!$BJ$51:$BJ$90)","v":1265.3626074583512}]
[null,null,null,null,null,null,null,null,null,null,null,null,null,null,null,null,null,null,null,null,null,null,null,null,null,null,null,null,null,null,null,null,null,null,null,null,null,null,null,null,null,null,null,null,null,null,null,null,null,null,null,null,null,null,null,null,null,null,null,null,null,null,null,null,null,null,null,null,null,null,null,null,null,null,null,19,18,{"$f":"BZ451+1","v":450},{"$f":"OFFSET(LoadCurve!$D$1,IF($CA$1,BX452,366-BX452),BY452)","v":1053},{"$f":"IF(BZ452=SUMIF(LoadCurve!$AQ$51:$AQ$90,CB451,LoadCurve!$BK$51:$BK$90),CB451+1,CB451)","v":2},1293,{"$f":"SUMIF(LoadCurve!$AQ$51:$AQ$90,CB452,LoadCurve!$BJ$51:$BJ$90)","v":1265.3626074583512}]
[null,null,null,null,null,null,null,null,null,null,null,null,null,null,null,null,null,null,null,null,null,null,null,null,null,null,null,null,null,null,null,null,null,null,null,null,null,null,null,null,null,null,null,null,null,null,null,null,null,null,null,null,null,null,null,null,null,null,null,null,null,null,null,null,null,null,null,null,null,null,null,null,null,null,null,19,19,451,{"$f":"OFFSET(LoadCurve!$D$1,IF($CA$1,BX453,366-BX453),BY453)","v":1257},{"$f":"IF(BZ453=SUMIF(LoadCurve!$AQ$51:$AQ$90,CB452,LoadCurve!$BK$51:$BK$90),CB452+1,CB452)","v":2},1293,{"$f":"SUMIF(LoadCurve!$AQ$51:$AQ$90,CB453,LoadCurve!$BJ$51:$BJ$90)","v":1265.3626074583512}]
[null,null,null,null,null,null,null,null,null,null,null,null,null,null,null,null,null,null,null,null,null,null,null,null,null,null,null,null,null,null,null,null,null,null,null,null,null,null,null,null,null,null,null,null,null,null,null,null,null,null,null,null,null,null,null,null,null,null,null,null,null,null,null,null,null,null,null,null,null,null,null,null,null,null,null,19,20,452,{"$f":"OFFSET(LoadCurve!$D$1,IF($CA$1,BX454,366-BX454),BY454)","v":1228},{"$f":"IF(BZ454=SUMIF(LoadCurve!$AQ$51:$AQ$90,CB453,LoadCurve!$BK$51:$BK$90),CB453+1,CB453)","v":2},1293,{"$f":"SUMIF(LoadCurve!$AQ$51:$AQ$90,CB454,LoadCurve!$BJ$51:$BJ$90)","v":1265.3626074583512}]
[null,null,null,null,null,null,null,null,null,null,null,null,null,null,null,null,null,null,null,null,null,null,null,null,null,null,null,null,null,null,null,null,null,null,null,null,null,null,null,null,null,null,null,null,null,null,null,null,null,null,null,null,null,null,null,null,null,null,null,null,null,null,null,null,null,null,null,null,null,null,null,null,null,null,null,19,21,453,{"$f":"OFFSET(LoadCurve!$D$1,IF($CA$1,BX455,366-BX455),BY455)","v":1228},{"$f":"IF(BZ455=SUMIF(LoadCurve!$AQ$51:$AQ$90,CB454,LoadCurve!$BK$51:$BK$90),CB454+1,CB454)","v":2},1293,{"$f":"SUMIF(LoadCurve!$AQ$51:$AQ$90,CB455,LoadCurve!$BJ$51:$BJ$90)","v":1265.3626074583512}]
[null,null,null,null,null,null,null,null,null,null,null,null,null,null,null,null,null,null,null,null,null,null,null,null,null,null,null,null,null,null,null,null,null,null,null,null,null,null,null,null,null,null,null,null,null,null,null,null,null,null,null,null,null,null,null,null,null,null,null,null,null,null,null,null,null,null,null,null,null,null,null,null,null,null,null,19,22,454,{"$f":"OFFSET(LoadCurve!$D$1,IF($CA$1,BX456,366-BX456),BY456)","v":1206},{"$f":"IF(BZ456=SUMIF(LoadCurve!$AQ$51:$AQ$90,CB455,LoadCurve!$BK$51:$BK$90),CB455+1,CB455)","v":2},1293,{"$f":"SUMIF(LoadCurve!$AQ$51:$AQ$90,CB456,LoadCurve!$BJ$51:$BJ$90)","v":1265.3626074583512}]
[null,null,null,null,null,null,null,null,null,null,null,null,null,null,null,null,null,null,null,null,null,null,null,null,null,null,null,null,null,null,null,null,null,null,null,null,null,null,null,null,null,null,null,null,null,null,null,null,null,null,null,null,null,null,null,null,null,null,null,null,null,null,null,null,null,null,null,null,null,null,null,null,null,null,null,19,23,455,{"$f":"OFFSET(LoadCurve!$D$1,IF($CA$1,BX457,366-BX457),BY457)","v":1105},{"$f":"IF(BZ457=SUMIF(LoadCurve!$AQ$51:$AQ$90,CB456,LoadCurve!$BK$51:$BK$90),CB456+1,CB456)","v":2},1293,{"$f":"SUMIF(LoadCurve!$AQ$51:$AQ$90,CB457,LoadCurve!$BJ$51:$BJ$90)","v":1265.3626074583512}]
[null,null,null,null,null,null,null,null,null,null,null,null,null,null,null,null,null,null,null,null,null,null,null,null,null,null,null,null,null,null,null,null,null,null,null,null,null,null,null,null,null,null,null,null,null,null,null,null,null,null,null,null,null,null,null,null,null,null,null,null,null,null,null,null,null,null,null,null,null,null,null,null,null,null,null,19,24,456,{"$f":"OFFSET(LoadCurve!$D$1,IF($CA$1,BX458,366-BX458),BY458)","v":1088},{"$f":"IF(BZ458=SUMIF(LoadCurve!$AQ$51:$AQ$90,CB457,LoadCurve!$BK$51:$BK$90),CB457+1,CB457)","v":2},1293,{"$f":"SUMIF(LoadCurve!$AQ$51:$AQ$90,CB458,LoadCurve!$BJ$51:$BJ$90)","v":1265.3626074583512}]
[null,null,null,null,null,null,null,null,null,null,null,null,null,null,null,null,null,null,null,null,null,null,null,null,null,null,null,null,null,null,null,null,null,null,null,null,null,null,null,null,null,null,null,null,null,null,null,null,null,null,null,null,null,null,null,null,null,null,null,null,null,null,null,null,null,null,null,null,null,null,null,null,null,null,null,20,1,457,{"$f":"OFFSET(LoadCurve!$D$1,IF($CA$1,BX459,366-BX459),BY459)","v":1018},{"$f":"IF(BZ459=SUMIF(LoadCurve!$AQ$51:$AQ$90,CB458,LoadCurve!$BK$51:$BK$90),CB458+1,CB458)","v":2},1293,{"$f":"SUMIF(LoadCurve!$AQ$51:$AQ$90,CB459,LoadCurve!$BJ$51:$BJ$90)","v":1265.3626074583512}]
[null,null,null,null,null,null,null,null,null,null,null,null,null,null,null,null,null,null,null,null,null,null,null,null,null,null,null,null,null,null,null,null,null,null,null,null,null,null,null,null,null,null,null,null,null,null,null,null,null,null,null,null,null,null,null,null,null,null,null,null,null,null,null,null,null,null,null,null,null,null,null,null,null,null,null,20,2,458,{"$f":"OFFSET(LoadCurve!$D$1,IF($CA$1,BX460,366-BX460),BY460)","v":1009},{"$f":"IF(BZ460=SUMIF(LoadCurve!$AQ$51:$AQ$90,CB459,LoadCurve!$BK$51:$BK$90),CB459+1,CB459)","v":2},1292,{"$f":"SUMIF(LoadCurve!$AQ$51:$AQ$90,CB460,LoadCurve!$BJ$51:$BJ$90)","v":1265.3626074583512}]
[null,null,null,null,null,null,null,null,null,null,null,null,null,null,null,null,null,null,null,null,null,null,null,null,null,null,null,null,null,null,null,null,null,null,null,null,null,null,null,null,null,null,null,null,null,null,null,null,null,null,null,null,null,null,null,null,null,null,null,null,null,null,null,null,null,null,null,null,null,null,null,null,null,null,null,20,3,459,{"$f":"OFFSET(LoadCurve!$D$1,IF($CA$1,BX461,366-BX461),BY461)","v":1008},{"$f":"IF(BZ461=SUMIF(LoadCurve!$AQ$51:$AQ$90,CB460,LoadCurve!$BK$51:$BK$90),CB460+1,CB460)","v":2},1292,{"$f":"SUMIF(LoadCurve!$AQ$51:$AQ$90,CB461,LoadCurve!$BJ$51:$BJ$90)","v":1265.3626074583512}]
[null,null,null,null,null,null,null,null,null,null,null,null,null,null,null,null,null,null,null,null,null,null,null,null,null,null,null,null,null,null,null,null,null,null,null,null,null,null,null,null,null,null,null,null,null,null,null,null,null,null,null,null,null,null,null,null,null,null,null,null,null,null,null,null,null,null,null,null,null,null,null,null,null,null,null,20,4,460,{"$f":"OFFSET(LoadCurve!$D$1,IF($CA$1,BX462,366-BX462),BY462)","v":1009},{"$f":"IF(BZ462=SUMIF(LoadCurve!$AQ$51:$AQ$90,CB461,LoadCurve!$BK$51:$BK$90),CB461+1,CB461)","v":2},1292,{"$f":"SUMIF(LoadCurve!$AQ$51:$AQ$90,CB462,LoadCurve!$BJ$51:$BJ$90)","v":1265.3626074583512}]
[null,null,null,null,null,null,null,null,null,null,null,null,null,null,null,null,null,null,null,null,null,null,null,null,null,null,null,null,null,null,null,null,null,null,null,null,null,null,null,null,null,null,null,null,null,null,null,null,null,null,null,null,null,null,null,null,null,null,null,null,null,null,null,null,null,null,null,null,null,null,null,null,null,null,null,20,5,461,{"$f":"OFFSET(LoadCurve!$D$1,IF($CA$1,BX463,366-BX463),BY463)","v":1030},{"$f":"IF(BZ463=SUMIF(LoadCurve!$AQ$51:$AQ$90,CB462,LoadCurve!$BK$51:$BK$90),CB462+1,CB462)","v":2},1292,{"$f":"SUMIF(LoadCurve!$AQ$51:$AQ$90,CB463,LoadCurve!$BJ$51:$BJ$90)","v":1265.3626074583512}]
[null,null,null,null,null,null,null,null,null,null,null,null,null,null,null,null,null,null,null,null,null,null,null,null,null,null,null,null,null,null,null,null,null,null,null,null,null,null,null,null,null,null,null,null,null,null,null,null,null,null,null,null,null,null,null,null,null,null,null,null,null,null,null,null,null,null,null,null,null,null,null,null,null,null,null,20,6,462,{"$f":"OFFSET(LoadCurve!$D$1,IF($CA$1,BX464,366-BX464),BY464)","v":1140},{"$f":"IF(BZ464=SUMIF(LoadCurve!$AQ$51:$AQ$90,CB463,LoadCurve!$BK$51:$BK$90),CB463+1,CB463)","v":2},1292,{"$f":"SUMIF(LoadCurve!$AQ$51:$AQ$90,CB464,LoadCurve!$BJ$51:$BJ$90)","v":1265.3626074583512}]
[null,null,null,null,null,null,null,null,null,null,null,null,null,null,null,null,null,null,null,null,null,null,null,null,null,null,null,null,null,null,null,null,null,null,null,null,null,null,null,null,null,null,null,null,null,null,null,null,null,null,null,null,null,null,null,null,null,null,null,null,null,null,null,null,null,null,null,null,null,null,null,null,null,null,null,20,7,463,{"$f":"OFFSET(LoadCurve!$D$1,IF($CA$1,BX465,366-BX465),BY465)","v":992},{"$f":"IF(BZ465=SUMIF(LoadCurve!$AQ$51:$AQ$90,CB464,LoadCurve!$BK$51:$BK$90),CB464+1,CB464)","v":2},1292,{"$f":"SUMIF(LoadCurve!$AQ$51:$AQ$90,CB465,LoadCurve!$BJ$51:$BJ$90)","v":1265.3626074583512}]
[null,null,null,null,null,null,null,null,null,null,null,null,null,null,null,null,null,null,null,null,null,null,null,null,null,null,null,null,null,null,null,null,null,null,null,null,null,null,null,null,null,null,null,null,null,null,null,null,null,null,null,null,null,null,null,null,null,null,null,null,null,null,null,null,null,null,null,null,null,null,null,null,null,null,null,20,8,464,{"$f":"OFFSET(LoadCurve!$D$1,IF($CA$1,BX466,366-BX466),BY466)","v":990},{"$f":"IF(BZ466=SUMIF(LoadCurve!$AQ$51:$AQ$90,CB465,LoadCurve!$BK$51:$BK$90),CB465+1,CB465)","v":2},1292,{"$f":"SUMIF(LoadCurve!$AQ$51:$AQ$90,CB466,LoadCurve!$BJ$51:$BJ$90)","v":1265.3626074583512}]
[null,null,null,null,null,null,null,null,null,null,null,null,null,null,null,null,null,null,null,null,null,null,null,null,null,null,null,null,null,null,null,null,null,null,null,null,null,null,null,null,null,null,null,null,null,null,null,null,null,null,null,null,null,null,null,null,null,null,null,null,null,null,null,null,null,null,null,null,null,null,null,null,null,null,null,20,9,465,{"$f":"OFFSET(LoadCurve!$D$1,IF($CA$1,BX467,366-BX467),BY467)","v":1120},{"$f":"IF(BZ467=SUMIF(LoadCurve!$AQ$51:$AQ$90,CB466,LoadCurve!$BK$51:$BK$90),CB466+1,CB466)","v":2},1292,{"$f":"SUMIF(LoadCurve!$AQ$51:$AQ$90,CB467,LoadCurve!$BJ$51:$BJ$90)","v":1265.3626074583512}]
[null,null,null,null,null,null,null,null,null,null,null,null,null,null,null,null,null,null,null,null,null,null,null,null,null,null,null,null,null,null,null,null,null,null,null,null,null,null,null,null,null,null,null,null,null,null,null,null,null,null,null,null,null,null,null,null,null,null,null,null,null,null,null,null,null,null,null,null,null,null,null,null,null,null,null,20,10,466,{"$f":"OFFSET(LoadCurve!$D$1,IF($CA$1,BX468,366-BX468),BY468)","v":1009},{"$f":"IF(BZ468=SUMIF(LoadCurve!$AQ$51:$AQ$90,CB467,LoadCurve!$BK$51:$BK$90),CB467+1,CB467)","v":2},1292,{"$f":"SUMIF(LoadCurve!$AQ$51:$AQ$90,CB468,LoadCurve!$BJ$51:$BJ$90)","v":1265.3626074583512}]
[null,null,null,null,null,null,null,null,null,null,null,null,null,null,null,null,null,null,null,null,null,null,null,null,null,null,null,null,null,null,null,null,null,null,null,null,null,null,null,null,null,null,null,null,null,null,null,null,null,null,null,null,null,null,null,null,null,null,null,null,null,null,null,null,null,null,null,null,null,null,null,null,null,null,null,20,11,467,{"$f":"OFFSET(LoadCurve!$D$1,IF($CA$1,BX469,366-BX469),BY469)","v":1010},{"$f":"IF(BZ469=SUMIF(LoadCurve!$AQ$51:$AQ$90,CB468,LoadCurve!$BK$51:$BK$90),CB468+1,CB468)","v":2},1291.7,{"$f":"SUMIF(LoadCurve!$AQ$51:$AQ$90,CB469,LoadCurve!$BJ$51:$BJ$90)","v":1265.3626074583512}]
[null,null,null,null,null,null,null,null,null,null,null,null,null,null,null,null,null,null,null,null,null,null,null,null,null,null,null,null,null,null,null,null,null,null,null,null,null,null,null,null,null,null,null,null,null,null,null,null,null,null,null,null,null,null,null,null,null,null,null,null,null,null,null,null,null,null,null,null,null,null,null,null,null,null,null,20,12,468,{"$f":"OFFSET(LoadCurve!$D$1,IF($CA$1,BX470,366-BX470),BY470)","v":1028},{"$f":"IF(BZ470=SUMIF(LoadCurve!$AQ$51:$AQ$90,CB469,LoadCurve!$BK$51:$BK$90),CB469+1,CB469)","v":2},1291,{"$f":"SUMIF(LoadCurve!$AQ$51:$AQ$90,CB470,LoadCurve!$BJ$51:$BJ$90)","v":1265.3626074583512}]
[null,null,null,null,null,null,null,null,null,null,null,null,null,null,null,null,null,null,null,null,null,null,null,null,null,null,null,null,null,null,null,null,null,null,null,null,null,null,null,null,null,null,null,null,null,null,null,null,null,null,null,null,null,null,null,null,null,null,null,null,null,null,null,null,null,null,null,null,null,null,null,null,null,null,null,20,13,469,{"$f":"OFFSET(LoadCurve!$D$1,IF($CA$1,BX471,366-BX471),BY471)","v":970},{"$f":"IF(BZ471=SUMIF(LoadCurve!$AQ$51:$AQ$90,CB470,LoadCurve!$BK$51:$BK$90),CB470+1,CB470)","v":2},1291,{"$f":"SUMIF(LoadCurve!$AQ$51:$AQ$90,CB471,LoadCurve!$BJ$51:$BJ$90)","v":1265.3626074583512}]
[null,null,null,null,null,null,null,null,null,null,null,null,null,null,null,null,null,null,null,null,null,null,null,null,null,null,null,null,null,null,null,null,null,null,null,null,null,null,null,null,null,null,null,null,null,null,null,null,null,null,null,null,null,null,null,null,null,null,null,null,null,null,null,null,null,null,null,null,null,null,null,null,null,null,null,20,14,470,{"$f":"OFFSET(LoadCurve!$D$1,IF($CA$1,BX472,366-BX472),BY472)","v":1004},{"$f":"IF(BZ472=SUMIF(LoadCurve!$AQ$51:$AQ$90,CB471,LoadCurve!$BK$51:$BK$90),CB471+1,CB471)","v":2},1291,{"$f":"SUMIF(LoadCurve!$AQ$51:$AQ$90,CB472,LoadCurve!$BJ$51:$BJ$90)","v":1265.3626074583512}]
[null,null,null,null,null,null,null,null,null,null,null,null,null,null,null,null,null,null,null,null,null,null,null,null,null,null,null,null,null,null,null,null,null,null,null,null,null,null,null,null,null,null,null,null,null,null,null,null,null,null,null,null,null,null,null,null,null,null,null,null,null,null,null,null,null,null,null,null,null,null,null,null,null,null,null,20,15,471,{"$f":"OFFSET(LoadCurve!$D$1,IF($CA$1,BX473,366-BX473),BY473)","v":1038},{"$f":"IF(BZ473=SUMIF(LoadCurve!$AQ$51:$AQ$90,CB472,LoadCurve!$BK$51:$BK$90),CB472+1,CB472)","v":2},1291,{"$f":"SUMIF(LoadCurve!$AQ$51:$AQ$90,CB473,LoadCurve!$BJ$51:$BJ$90)","v":1265.3626074583512}]
[null,null,null,null,null,null,null,null,null,null,null,null,null,null,null,null,null,null,null,null,null,null,null,null,null,null,null,null,null,null,null,null,null,null,null,null,null,null,null,null,null,null,null,null,null,null,null,null,null,null,null,null,null,null,null,null,null,null,null,null,null,null,null,null,null,null,null,null,null,null,null,null,null,null,null,20,16,472,{"$f":"OFFSET(LoadCurve!$D$1,IF($CA$1,BX474,366-BX474),BY474)","v":1062},{"$f":"IF(BZ474=SUMIF(LoadCurve!$AQ$51:$AQ$90,CB473,LoadCurve!$BK$51:$BK$90),CB473+1,CB473)","v":2},1291,{"$f":"SUMIF(LoadCurve!$AQ$51:$AQ$90,CB474,LoadCurve!$BJ$51:$BJ$90)","v":1265.3626074583512}]
[null,null,null,null,null,null,null,null,null,null,null,null,null,null,null,null,null,null,null,null,null,null,null,null,null,null,null,null,null,null,null,null,null,null,null,null,null,null,null,null,null,null,null,null,null,null,null,null,null,null,null,null,null,null,null,null,null,null,null,null,null,null,null,null,null,null,null,null,null,null,null,null,null,null,null,20,{"$f":"BY451","v":17},473,{"$f":"OFFSET(LoadCurve!$D$1,IF($CA$1,BX475,366-BX475),BY475)","v":1062},{"$f":"IF(BZ475=SUMIF(LoadCurve!$AQ$51:$AQ$90,CB474,LoadCurve!$BK$51:$BK$90),CB474+1,CB474)","v":2},1291,{"$f":"SUMIF(LoadCurve!$AQ$51:$AQ$90,CB475,LoadCurve!$BJ$51:$BJ$90)","v":1265.3626074583512}]
[null,null,null,null,null,null,null,null,null,null,null,null,null,null,null,null,null,null,null,null,null,null,null,null,null,null,null,null,null,null,null,null,null,null,null,null,null,null,null,null,null,null,null,null,null,null,null,null,null,null,null,null,null,null,null,null,null,null,null,null,null,null,null,null,null,null,null,null,null,null,null,null,null,null,null,20,18,474,{"$f":"OFFSET(LoadCurve!$D$1,IF($CA$1,BX476,366-BX476),BY476)","v":1094},{"$f":"IF(BZ476=SUMIF(LoadCurve!$AQ$51:$AQ$90,CB475,LoadCurve!$BK$51:$BK$90),CB475+1,CB475)","v":2},1291,{"$f":"SUMIF(LoadCurve!$AQ$51:$AQ$90,CB476,LoadCurve!$BJ$51:$BJ$90)","v":1265.3626074583512}]
[null,null,null,null,null,null,null,null,null,null,null,null,null,null,null,null,null,null,null,null,null,null,null,null,null,null,null,null,null,null,null,null,null,null,null,null,null,null,null,null,null,null,null,null,null,null,null,null,null,null,null,null,null,null,null,null,null,null,null,null,null,null,null,null,null,null,null,null,null,null,null,null,null,null,null,20,19,475,{"$f":"OFFSET(LoadCurve!$D$1,IF($CA$1,BX477,366-BX477),BY477)","v":1260},{"$f":"IF(BZ477=SUMIF(LoadCurve!$AQ$51:$AQ$90,CB476,LoadCurve!$BK$51:$BK$90),CB476+1,CB476)","v":2},1290.7,{"$f":"SUMIF(LoadCurve!$AQ$51:$AQ$90,CB477,LoadCurve!$BJ$51:$BJ$90)","v":1265.3626074583512}]
[null,null,null,null,null,null,null,null,null,null,null,null,null,null,null,null,null,null,null,null,null,null,null,null,null,null,null,null,null,null,null,null,null,null,null,null,null,null,null,null,null,null,null,null,null,null,null,null,null,null,null,null,null,null,null,null,null,null,null,null,null,null,null,null,null,null,null,null,null,null,null,null,null,null,null,20,20,476,{"$f":"OFFSET(LoadCurve!$D$1,IF($CA$1,BX478,366-BX478),BY478)","v":1171},{"$f":"IF(BZ478=SUMIF(LoadCurve!$AQ$51:$AQ$90,CB477,LoadCurve!$BK$51:$BK$90),CB477+1,CB477)","v":2},1290.0999999999999,{"$f":"SUMIF(LoadCurve!$AQ$51:$AQ$90,CB478,LoadCurve!$BJ$51:$BJ$90)","v":1265.3626074583512}]
[null,null,null,null,null,null,null,null,null,null,null,null,null,null,null,null,null,null,null,null,null,null,null,null,null,null,null,null,null,null,null,null,null,null,null,null,null,null,null,null,null,null,null,null,null,null,null,null,null,null,null,null,null,null,null,null,null,null,null,null,null,null,null,null,null,null,null,null,null,null,null,null,null,null,null,20,21,477,{"$f":"OFFSET(LoadCurve!$D$1,IF($CA$1,BX479,366-BX479),BY479)","v":1230},{"$f":"IF(BZ479=SUMIF(LoadCurve!$AQ$51:$AQ$90,CB478,LoadCurve!$BK$51:$BK$90),CB478+1,CB478)","v":2},1290,{"$f":"SUMIF(LoadCurve!$AQ$51:$AQ$90,CB479,LoadCurve!$BJ$51:$BJ$90)","v":1265.3626074583512}]
[null,null,null,null,null,null,null,null,null,null,null,null,null,null,null,null,null,null,null,null,null,null,null,null,null,null,null,null,null,null,null,null,null,null,null,null,null,null,null,null,null,null,null,null,null,null,null,null,null,null,null,null,null,null,null,null,null,null,null,null,null,null,null,null,null,null,null,null,null,null,null,null,null,null,null,20,22,478,{"$f":"OFFSET(LoadCurve!$D$1,IF($CA$1,BX480,366-BX480),BY480)","v":1143},{"$f":"IF(BZ480=SUMIF(LoadCurve!$AQ$51:$AQ$90,CB479,LoadCurve!$BK$51:$BK$90),CB479+1,CB479)","v":2},1289.8,{"$f":"SUMIF(LoadCurve!$AQ$51:$AQ$90,CB480,LoadCurve!$BJ$51:$BJ$90)","v":1265.3626074583512}]
[null,null,null,null,null,null,null,null,null,null,null,null,null,null,null,null,null,null,null,null,null,null,null,null,null,null,null,null,null,null,null,null,null,null,null,null,null,null,null,null,null,null,null,null,null,null,null,null,null,null,null,null,null,null,null,null,null,null,null,null,null,null,null,null,null,null,null,null,null,null,null,null,null,null,null,20,23,479,{"$f":"OFFSET(LoadCurve!$D$1,IF($CA$1,BX481,366-BX481),BY481)","v":1074},{"$f":"IF(BZ481=SUMIF(LoadCurve!$AQ$51:$AQ$90,CB480,LoadCurve!$BK$51:$BK$90),CB480+1,CB480)","v":2},1289.3,{"$f":"SUMIF(LoadCurve!$AQ$51:$AQ$90,CB481,LoadCurve!$BJ$51:$BJ$90)","v":1265.3626074583512}]
[null,null,null,null,null,null,null,null,null,null,null,null,null,null,null,null,null,null,null,null,null,null,null,null,null,null,null,null,null,null,null,null,null,null,null,null,null,null,null,null,null,null,null,null,null,null,null,null,null,null,null,null,null,null,null,null,null,null,null,null,null,null,null,null,null,null,null,null,null,null,null,null,null,null,null,20,24,480,{"$f":"OFFSET(LoadCurve!$D$1,IF($CA$1,BX482,366-BX482),BY482)","v":1008},{"$f":"IF(BZ482=SUMIF(LoadCurve!$AQ$51:$AQ$90,CB481,LoadCurve!$BK$51:$BK$90),CB481+1,CB481)","v":2},1289,{"$f":"SUMIF(LoadCurve!$AQ$51:$AQ$90,CB482,LoadCurve!$BJ$51:$BJ$90)","v":1265.3626074583512}]
[null,null,null,null,null,null,null,null,null,null,null,null,null,null,null,null,null,null,null,null,null,null,null,null,null,null,null,null,null,null,null,null,null,null,null,null,null,null,null,null,null,null,null,null,null,null,null,null,null,null,null,null,null,null,null,null,null,null,null,null,null,null,null,null,null,null,null,null,null,null,null,null,null,null,null,21,1,481,{"$f":"OFFSET(LoadCurve!$D$1,IF($CA$1,BX483,366-BX483),BY483)","v":1005},{"$f":"IF(BZ483=SUMIF(LoadCurve!$AQ$51:$AQ$90,CB482,LoadCurve!$BK$51:$BK$90),CB482+1,CB482)","v":2},1289,{"$f":"SUMIF(LoadCurve!$AQ$51:$AQ$90,CB483,LoadCurve!$BJ$51:$BJ$90)","v":1265.3626074583512}]
[null,null,null,null,null,null,null,null,null,null,null,null,null,null,null,null,null,null,null,null,null,null,null,null,null,null,null,null,null,null,null,null,null,null,null,null,null,null,null,null,null,null,null,null,null,null,null,null,null,null,null,null,null,null,null,null,null,null,null,null,null,null,null,null,null,null,null,null,null,null,null,null,null,null,null,21,2,482,{"$f":"OFFSET(LoadCurve!$D$1,IF($CA$1,BX484,366-BX484),BY484)","v":969},{"$f":"IF(BZ484=SUMIF(LoadCurve!$AQ$51:$AQ$90,CB483,LoadCurve!$BK$51:$BK$90),CB483+1,CB483)","v":2},1289,{"$f":"SUMIF(LoadCurve!$AQ$51:$AQ$90,CB484,LoadCurve!$BJ$51:$BJ$90)","v":1265.3626074583512}]
[null,null,null,null,null,null,null,null,null,null,null,null,null,null,null,null,null,null,null,null,null,null,null,null,null,null,null,null,null,null,null,null,null,null,null,null,null,null,null,null,null,null,null,null,null,null,null,null,null,null,null,null,null,null,null,null,null,null,null,null,null,null,null,null,null,null,null,null,null,null,null,null,null,null,null,21,3,483,{"$f":"OFFSET(LoadCurve!$D$1,IF($CA$1,BX485,366-BX485),BY485)","v":942},{"$f":"IF(BZ485=SUMIF(LoadCurve!$AQ$51:$AQ$90,CB484,LoadCurve!$BK$51:$BK$90),CB484+1,CB484)","v":2},1289,{"$f":"SUMIF(LoadCurve!$AQ$51:$AQ$90,CB485,LoadCurve!$BJ$51:$BJ$90)","v":1265.3626074583512}]
[null,null,null,null,null,null,null,null,null,null,null,null,null,null,null,null,null,null,null,null,null,null,null,null,null,null,null,null,null,null,null,null,null,null,null,null,null,null,null,null,null,null,null,null,null,null,null,null,null,null,null,null,null,null,null,null,null,null,null,null,null,null,null,null,null,null,null,null,null,null,null,null,null,null,null,21,4,484,{"$f":"OFFSET(LoadCurve!$D$1,IF($CA$1,BX486,366-BX486),BY486)","v":942},{"$f":"IF(BZ486=SUMIF(LoadCurve!$AQ$51:$AQ$90,CB485,LoadCurve!$BK$51:$BK$90),CB485+1,CB485)","v":2},1289,{"$f":"SUMIF(LoadCurve!$AQ$51:$AQ$90,CB486,LoadCurve!$BJ$51:$BJ$90)","v":1265.3626074583512}]
[null,null,null,null,null,null,null,null,null,null,null,null,null,null,null,null,null,null,null,null,null,null,null,null,null,null,null,null,null,null,null,null,null,null,null,null,null,null,null,null,null,null,null,null,null,null,null,null,null,null,null,null,null,null,null,null,null,null,null,null,null,null,null,null,null,null,null,null,null,null,null,null,null,null,null,21,5,485,{"$f":"OFFSET(LoadCurve!$D$1,IF($CA$1,BX487,366-BX487),BY487)","v":972},{"$f":"IF(BZ487=SUMIF(LoadCurve!$AQ$51:$AQ$90,CB486,LoadCurve!$BK$51:$BK$90),CB486+1,CB486)","v":2},1288.5999999999999,{"$f":"SUMIF(LoadCurve!$AQ$51:$AQ$90,CB487,LoadCurve!$BJ$51:$BJ$90)","v":1265.3626074583512}]
[null,null,null,null,null,null,null,null,null,null,null,null,null,null,null,null,null,null,null,null,null,null,null,null,null,null,null,null,null,null,null,null,null,null,null,null,null,null,null,null,null,null,null,null,null,null,null,null,null,null,null,null,null,null,null,null,null,null,null,null,null,null,null,null,null,null,null,null,null,null,null,null,null,null,null,21,6,486,{"$f":"OFFSET(LoadCurve!$D$1,IF($CA$1,BX488,366-BX488),BY488)","v":1040},{"$f":"IF(BZ488=SUMIF(LoadCurve!$AQ$51:$AQ$90,CB487,LoadCurve!$BK$51:$BK$90),CB487+1,CB487)","v":2},1288,{"$f":"SUMIF(LoadCurve!$AQ$51:$AQ$90,CB488,LoadCurve!$BJ$51:$BJ$90)","v":1265.3626074583512}]
[null,null,null,null,null,null,null,null,null,null,null,null,null,null,null,null,null,null,null,null,null,null,null,null,null,null,null,null,null,null,null,null,null,null,null,null,null,null,null,null,null,null,null,null,null,null,null,null,null,null,null,null,null,null,null,null,null,null,null,null,null,null,null,null,null,null,null,null,null,null,null,null,null,null,null,21,7,487,{"$f":"OFFSET(LoadCurve!$D$1,IF($CA$1,BX489,366-BX489),BY489)","v":960},{"$f":"IF(BZ489=SUMIF(LoadCurve!$AQ$51:$AQ$90,CB488,LoadCurve!$BK$51:$BK$90),CB488+1,CB488)","v":2},1288,{"$f":"SUMIF(LoadCurve!$AQ$51:$AQ$90,CB489,LoadCurve!$BJ$51:$BJ$90)","v":1265.3626074583512}]
[null,null,null,null,null,null,null,null,null,null,null,null,null,null,null,null,null,null,null,null,null,null,null,null,null,null,null,null,null,null,null,null,null,null,null,null,null,null,null,null,null,null,null,null,null,null,null,null,null,null,null,null,null,null,null,null,null,null,null,null,null,null,null,null,null,null,null,null,null,null,null,null,null,null,null,21,8,488,{"$f":"OFFSET(LoadCurve!$D$1,IF($CA$1,BX490,366-BX490),BY490)","v":902},{"$f":"IF(BZ490=SUMIF(LoadCurve!$AQ$51:$AQ$90,CB489,LoadCurve!$BK$51:$BK$90),CB489+1,CB489)","v":2},1288,{"$f":"SUMIF(LoadCurve!$AQ$51:$AQ$90,CB490,LoadCurve!$BJ$51:$BJ$90)","v":1265.3626074583512}]
[null,null,null,null,null,null,null,null,null,null,null,null,null,null,null,null,null,null,null,null,null,null,null,null,null,null,null,null,null,null,null,null,null,null,null,null,null,null,null,null,null,null,null,null,null,null,null,null,null,null,null,null,null,null,null,null,null,null,null,null,null,null,null,null,null,null,null,null,null,null,null,null,null,null,null,21,9,489,{"$f":"OFFSET(LoadCurve!$D$1,IF($CA$1,BX491,366-BX491),BY491)","v":977},{"$f":"IF(BZ491=SUMIF(LoadCurve!$AQ$51:$AQ$90,CB490,LoadCurve!$BK$51:$BK$90),CB490+1,CB490)","v":2},1288,{"$f":"SUMIF(LoadCurve!$AQ$51:$AQ$90,CB491,LoadCurve!$BJ$51:$BJ$90)","v":1265.3626074583512}]
[null,null,null,null,null,null,null,null,null,null,null,null,null,null,null,null,null,null,null,null,null,null,null,null,null,null,null,null,null,null,null,null,null,null,null,null,null,null,null,null,null,null,null,null,null,null,null,null,null,null,null,null,null,null,null,null,null,null,null,null,null,null,null,null,null,null,null,null,null,null,null,null,null,null,null,21,10,490,{"$f":"OFFSET(LoadCurve!$D$1,IF($CA$1,BX492,366-BX492),BY492)","v":991},{"$f":"IF(BZ492=SUMIF(LoadCurve!$AQ$51:$AQ$90,CB491,LoadCurve!$BK$51:$BK$90),CB491+1,CB491)","v":2},1287.7,{"$f":"SUMIF(LoadCurve!$AQ$51:$AQ$90,CB492,LoadCurve!$BJ$51:$BJ$90)","v":1265.3626074583512}]
[null,null,null,null,null,null,null,null,null,null,null,null,null,null,null,null,null,null,null,null,null,null,null,null,null,null,null,null,null,null,null,null,null,null,null,null,null,null,null,null,null,null,null,null,null,null,null,null,null,null,null,null,null,null,null,null,null,null,null,null,null,null,null,null,null,null,null,null,null,null,null,null,null,null,null,21,11,491,{"$f":"OFFSET(LoadCurve!$D$1,IF($CA$1,BX493,366-BX493),BY493)","v":1010},{"$f":"IF(BZ493=SUMIF(LoadCurve!$AQ$51:$AQ$90,CB492,LoadCurve!$BK$51:$BK$90),CB492+1,CB492)","v":2},1287.2,{"$f":"SUMIF(LoadCurve!$AQ$51:$AQ$90,CB493,LoadCurve!$BJ$51:$BJ$90)","v":1265.3626074583512}]
[null,null,null,null,null,null,null,null,null,null,null,null,null,null,null,null,null,null,null,null,null,null,null,null,null,null,null,null,null,null,null,null,null,null,null,null,null,null,null,null,null,null,null,null,null,null,null,null,null,null,null,null,null,null,null,null,null,null,null,null,null,null,null,null,null,null,null,null,null,null,null,null,null,null,null,21,12,492,{"$f":"OFFSET(LoadCurve!$D$1,IF($CA$1,BX494,366-BX494),BY494)","v":868},{"$f":"IF(BZ494=SUMIF(LoadCurve!$AQ$51:$AQ$90,CB493,LoadCurve!$BK$51:$BK$90),CB493+1,CB493)","v":2},1287.0999999999999,{"$f":"SUMIF(LoadCurve!$AQ$51:$AQ$90,CB494,LoadCurve!$BJ$51:$BJ$90)","v":1265.3626074583512}]
[null,null,null,null,null,null,null,null,null,null,null,null,null,null,null,null,null,null,null,null,null,null,null,null,null,null,null,null,null,null,null,null,null,null,null,null,null,null,null,null,null,null,null,null,null,null,null,null,null,null,null,null,null,null,null,null,null,null,null,null,null,null,null,null,null,null,null,null,null,null,null,null,null,null,null,21,13,493,{"$f":"OFFSET(LoadCurve!$D$1,IF($CA$1,BX495,366-BX495),BY495)","v":1014},{"$f":"IF(BZ495=SUMIF(LoadCurve!$AQ$51:$AQ$90,CB494,LoadCurve!$BK$51:$BK$90),CB494+1,CB494)","v":2},1287,{"$f":"SUMIF(LoadCurve!$AQ$51:$AQ$90,CB495,LoadCurve!$BJ$51:$BJ$90)","v":1265.3626074583512}]
[null,null,null,null,null,null,null,null,null,null,null,null,null,null,null,null,null,null,null,null,null,null,null,null,null,null,null,null,null,null,null,null,null,null,null,null,null,null,null,null,null,null,null,null,null,null,null,null,null,null,null,null,null,null,null,null,null,null,null,null,null,null,null,null,null,null,null,null,null,null,null,null,null,null,null,21,14,494,{"$f":"OFFSET(LoadCurve!$D$1,IF($CA$1,BX496,366-BX496),BY496)","v":1020},{"$f":"IF(BZ496=SUMIF(LoadCurve!$AQ$51:$AQ$90,CB495,LoadCurve!$BK$51:$BK$90),CB495+1,CB495)","v":2},1287,{"$f":"SUMIF(LoadCurve!$AQ$51:$AQ$90,CB496,LoadCurve!$BJ$51:$BJ$90)","v":1265.3626074583512}]
[null,null,null,null,null,null,null,null,null,null,null,null,null,null,null,null,null,null,null,null,null,null,null,null,null,null,null,null,null,null,null,null,null,null,null,null,null,null,null,null,null,null,null,null,null,null,null,null,null,null,null,null,null,null,null,null,null,null,null,null,null,null,null,null,null,null,null,null,null,null,null,null,null,null,null,21,15,495,{"$f":"OFFSET(LoadCurve!$D$1,IF($CA$1,BX497,366-BX497),BY497)","v":1038},{"$f":"IF(BZ497=SUMIF(LoadCurve!$AQ$51:$AQ$90,CB496,LoadCurve!$BK$51:$BK$90),CB496+1,CB496)","v":2},1287,{"$f":"SUMIF(LoadCurve!$AQ$51:$AQ$90,CB497,LoadCurve!$BJ$51:$BJ$90)","v":1265.3626074583512}]
[null,null,null,null,null,null,null,null,null,null,null,null,null,null,null,null,null,null,null,null,null,null,null,null,null,null,null,null,null,null,null,null,null,null,null,null,null,null,null,null,null,null,null,null,null,null,null,null,null,null,null,null,null,null,null,null,null,null,null,null,null,null,null,null,null,null,null,null,null,null,null,null,null,null,null,21,16,496,{"$f":"OFFSET(LoadCurve!$D$1,IF($CA$1,BX498,366-BX498),BY498)","v":1060},{"$f":"IF(BZ498=SUMIF(LoadCurve!$AQ$51:$AQ$90,CB497,LoadCurve!$BK$51:$BK$90),CB497+1,CB497)","v":2},1287,{"$f":"SUMIF(LoadCurve!$AQ$51:$AQ$90,CB498,LoadCurve!$BJ$51:$BJ$90)","v":1265.3626074583512}]
[null,null,null,null,null,null,null,null,null,null,null,null,null,null,null,null,null,null,null,null,null,null,null,null,null,null,null,null,null,null,null,null,null,null,null,null,null,null,null,null,null,null,null,null,null,null,null,null,null,null,null,null,null,null,null,null,null,null,null,null,null,null,null,null,null,null,null,null,null,null,null,null,null,null,null,21,17,497,{"$f":"OFFSET(LoadCurve!$D$1,IF($CA$1,BX499,366-BX499),BY499)","v":1031},{"$f":"IF(BZ499=SUMIF(LoadCurve!$AQ$51:$AQ$90,CB498,LoadCurve!$BK$51:$BK$90),CB498+1,CB498)","v":2},1287,{"$f":"SUMIF(LoadCurve!$AQ$51:$AQ$90,CB499,LoadCurve!$BJ$51:$BJ$90)","v":1265.3626074583512}]
[null,null,null,null,null,null,null,null,null,null,null,null,null,null,null,null,null,null,null,null,null,null,null,null,null,null,null,null,null,null,null,null,null,null,null,null,null,null,null,null,null,null,null,null,null,null,null,null,null,null,null,null,null,null,null,null,null,null,null,null,null,null,null,null,null,null,null,null,null,null,null,null,null,null,null,21,18,498,{"$f":"OFFSET(LoadCurve!$D$1,IF($CA$1,BX500,366-BX500),BY500)","v":1025},{"$f":"IF(BZ500=SUMIF(LoadCurve!$AQ$51:$AQ$90,CB499,LoadCurve!$BK$51:$BK$90),CB499+1,CB499)","v":2},1287,{"$f":"SUMIF(LoadCurve!$AQ$51:$AQ$90,CB500,LoadCurve!$BJ$51:$BJ$90)","v":1265.3626074583512}]
[null,null,null,null,null,null,null,null,null,null,null,null,null,null,null,null,null,null,null,null,null,null,null,null,null,null,null,null,null,null,null,null,null,null,null,null,null,null,null,null,null,null,null,null,null,null,null,null,null,null,null,null,null,null,null,null,null,null,null,null,null,null,null,null,null,null,null,null,null,null,null,null,null,null,null,22,4,508,{"$f":"OFFSET(LoadCurve!$D$1,IF($CA$1,BX510,366-BX510),BY510)","v":941},{"$f":"IF(BZ510=SUMIF(LoadCurve!$AQ$51:$AQ$90,CB509,LoadCurve!$BK$51:$BK$90),CB509+1,CB509)","v":2},1286,{"$f":"SUMIF(LoadCurve!$AQ$51:$AQ$90,CB510,LoadCurve!$BJ$51:$BJ$90)","v":1265.3626074583512}]
[null,null,null,null,null,null,null,null,null,null,null,null,null,null,null,null,null,null,null,null,null,null,null,null,null,null,null,null,null,null,null,null,null,null,null,null,null,null,null,null,null,null,null,null,null,null,null,null,null,null,null,null,null,null,null,null,null,null,null,null,null,null,null,null,null,null,null,null,null,null,null,null,null,null,null,22,21,525,{"$f":"OFFSET(LoadCurve!$D$1,IF($CA$1,BX527,366-BX527),BY527)","v":1257},{"$f":"IF(BZ527=SUMIF(LoadCurve!$AQ$51:$AQ$90,CB526,LoadCurve!$BK$51:$BK$90),CB526+1,CB526)","v":2},1284,{"$f":"SUMIF(LoadCurve!$AQ$51:$AQ$90,CB527,LoadCurve!$BJ$51:$BJ$90)","v":1265.3626074583512}]
[null,null,null,null,null,null,null,null,null,null,null,null,null,null,null,null,null,null,null,null,null,null,null,null,null,null,null,null,null,null,null,null,null,null,null,null,null,null,null,null,null,null,null,null,null,null,null,null,null,null,null,null,null,null,null,null,null,null,null,null,null,null,null,null,null,null,null,null,null,null,null,null,null,null,null,23,14,542,{"$f":"OFFSET(LoadCurve!$D$1,IF($CA$1,BX544,366-BX544),BY544)","v":983},{"$f":"IF(BZ544=SUMIF(LoadCurve!$AQ$51:$AQ$90,CB543,LoadCurve!$BK$51:$BK$90),CB543+1,CB543)","v":2},1282,{"$f":"SUMIF(LoadCurve!$AQ$51:$AQ$90,CB544,LoadCurve!$BJ$51:$BJ$90)","v":1265.3626074583512}]
[null,null,null,null,null,null,null,null,null,null,null,null,null,null,null,null,null,null,null,null,null,null,null,null,null,null,null,null,null,null,null,null,null,null,null,null,null,null,null,null,null,null,null,null,null,null,null,null,null,null,null,null,null,null,null,null,null,null,null,null,null,null,null,null,null,null,null,null,null,null,null,null,null,null,null,23,24,552,{"$f":"OFFSET(LoadCurve!$D$1,IF($CA$1,BX554,366-BX554),BY554)","v":1012},{"$f":"IF(BZ554=SUMIF(LoadCurve!$AQ$51:$AQ$90,CB553,LoadCurve!$BK$51:$BK$90),CB553+1,CB553)","v":2},1281,{"$f":"SUMIF(LoadCurve!$AQ$51:$AQ$90,CB554,LoadCurve!$BJ$51:$BJ$90)","v":1265.3626074583512}]
[null,null,null,null,null,null,null,null,null,null,null,null,null,null,null,null,null,null,null,null,null,null,null,null,null,null,null,null,null,null,null,null,null,null,null,null,null,null,null,null,null,null,null,null,null,null,null,null,null,null,null,null,null,null,null,null,null,null,null,null,null,null,null,null,null,null,null,null,null,null,null,null,null,null,null,{"$f":"ROUNDDOWN((BZ579-1)/24,0)+1","v":25},1,577,{"$f":"OFFSET(LoadCurve!$D$1,IF($CA$1,BX579,366-BX579),BY579)","v":941},{"$f":"IF(BZ579=SUMIF(LoadCurve!$AQ$51:$AQ$90,CB578,LoadCurve!$BK$51:$BK$90),CB578+1,CB578)","v":2},1279.3,{"$f":"SUMIF(LoadCurve!$AQ$51:$AQ$90,CB579,LoadCurve!$BJ$51:$BJ$90)","v":1265.3626074583512}]
[null,null,null,null,null,null,null,null,null,null,null,null,null,null,null,null,null,null,null,null,null,null,null,null,null,null,null,null,null,null,null,null,null,null,null,null,null,null,null,null,null,null,null,null,null,null,null,null,null,null,null,null,null,null,null,null,null,null,null,null,null,null,null,null,null,null,null,null,null,null,null,null,null,null,null,25,18,594,{"$f":"OFFSET(LoadCurve!$D$1,IF($CA$1,BX596,366-BX596),BY596)","v":987},{"$f":"IF(BZ596=SUMIF(LoadCurve!$AQ$51:$AQ$90,CB595,LoadCurve!$BK$51:$BK$90),CB595+1,CB595)","v":3},1278,{"$f":"SUMIF(LoadCurve!$AQ$51:$AQ$90,CB596,LoadCurve!$BJ$51:$BJ$90)","v":1218.155822963889}]
[null,null,null,null,null,null,null,null,null,null,null,null,null,null,null,null,null,null,null,null,null,null,null,null,null,null,null,null,null,null,null,null,null,null,null,null,null,null,null,null,null,null,null,null,null,null,null,null,null,null,null,null,null,null,null,null,null,null,null,null,null,null,null,null,null,null,null,null,null,null,null,null,null,null,null,26,11,611,{"$f":"OFFSET(LoadCurve!$D$1,IF($CA$1,BX613,366-BX613),BY613)","v":1035},{"$f":"IF(BZ613=SUMIF(LoadCurve!$AQ$51:$AQ$90,CB612,LoadCurve!$BK$51:$BK$90),CB612+1,CB612)","v":3},1277,{"$f":"SUMIF(LoadCurve!$AQ$51:$AQ$90,CB613,LoadCurve!$BJ$51:$BJ$90)","v":1218.155822963889}]
[null,null,null,null,null,null,null,null,null,null,null,null,null,null,null,null,null,null,null,null,null,null,null,null,null,null,null,null,null,null,null,null,null,null,null,null,null,null,null,null,null,null,null,null,null,null,null,null,null,null,null,null,null,null,null,null,null,null,null,null,null,null,null,null,null,null,null,null,null,null,null,null,null,null,null,26,18,618,{"$f":"OFFSET(LoadCurve!$D$1,IF($CA$1,BX620,366-BX620),BY620)","v":1080},{"$f":"IF(BZ620=SUMIF(LoadCurve!$AQ$51:$AQ$90,CB619,LoadCurve!$BK$51:$BK$90),CB619+1,CB619)","v":3},1276.0999999999999,{"$f":"SUMIF(LoadCurve!$AQ$51:$AQ$90,CB620,LoadCurve!$BJ$51:$BJ$90)","v":1218.155822963889}]
[null,null,null,null,null,null,null,null,null,null,null,null,null,null,null,null,null,null,null,null,null,null,null,null,null,null,null,null,null,null,null,null,null,null,null,null,null,null,null,null,null,null,null,null,null,null,null,null,null,null,null,null,null,null,null,null,null,null,null,null,null,null,null,null,null,null,null,null,null,null,null,null,null,null,null,27,6,630,{"$f":"OFFSET(LoadCurve!$D$1,IF($CA$1,BX632,366-BX632),BY632)","v":1121},{"$f":"IF(BZ632=SUMIF(LoadCurve!$AQ$51:$AQ$90,CB631,LoadCurve!$BK$51:$BK$90),CB631+1,CB631)","v":3},1275,{"$f":"SUMIF(LoadCurve!$AQ$51:$AQ$90,CB632,LoadCurve!$BJ$51:$BJ$90)","v":1218.155822963889}]
[null,null,null,null,null,null,null,null,null,null,null,null,null,null,null,null,null,null,null,null,null,null,null,null,null,null,null,null,null,null,null,null,null,null,null,null,null,null,null,null,null,null,null,null,null,null,null,null,null,null,null,null,null,null,null,null,null,null,null,null,null,null,null,null,null,null,null,null,null,null,null,null,null,null,null,27,23,647,{"$f":"OFFSET(LoadCurve!$D$1,IF($CA$1,BX649,366-BX649),BY649)","v":1164},{"$f":"IF(BZ649=SUMIF(LoadCurve!$AQ$51:$AQ$90,CB648,LoadCurve!$BK$51:$BK$90),CB648+1,CB648)","v":3},1273,{"$f":"SUMIF(LoadCurve!$AQ$51:$AQ$90,CB649,LoadCurve!$BJ$51:$BJ$90)","v":1218.155822963889}]
[null,null,null,null,null,null,null,null,null,null,null,null,null,null,null,null,null,null,null,null,null,null,null,null,null,null,null,null,null,null,null,null,null,null,null,null,null,null,null,null,null,null,null,null,null,null,null,null,null,null,null,null,null,null,null,null,null,null,null,null,null,null,null,null,null,null,null,null,null,null,null,null,null,null,null,28,20,668,{"$f":"OFFSET(LoadCurve!$D$1,IF($CA$1,BX670,366-BX670),BY670)","v":1302},{"$f":"IF(BZ670=SUMIF(LoadCurve!$AQ$51:$AQ$90,CB669,LoadCurve!$BK$51:$BK$90),CB669+1,CB669)","v":3},1271,{"$f":"SUMIF(LoadCurve!$AQ$51:$AQ$90,CB670,LoadCurve!$BJ$51:$BJ$90)","v":1218.155822963889}]
[null,null,null,null,null,null,null,null,null,null,null,null,null,null,null,null,null,null,null,null,null,null,null,null,null,null,null,null,null,null,null,null,null,null,null,null,null,null,null,null,null,null,null,null,null,null,null,null,null,null,null,null,null,null,null,null,null,null,null,null,null,null,null,null,null,null,null,null,null,null,null,null,null,null,null,29,10,682,{"$f":"OFFSET(LoadCurve!$D$1,IF($CA$1,BX684,366-BX684),BY684)","v":1085},{"$f":"IF(BZ684=SUMIF(LoadCurve!$AQ$51:$AQ$90,CB683,LoadCurve!$BK$51:$BK$90),CB683+1,CB683)","v":3},1270,{"$f":"SUMIF(LoadCurve!$AQ$51:$AQ$90,CB684,LoadCurve!$BJ$51:$BJ$90)","v":1218.155822963889}]
[null,null,null,null,null,null,null,null,null,null,null,null,null,null,null,null,null,null,null,null,null,null,null,null,null,null,null,null,null,null,null,null,null,null,null,null,null,null,null,null,null,null,null,null,null,null,null,null,null,null,null,null,null,null,null,null,null,null,null,null,null,null,null,null,null,null,null,null,null,null,null,null,null,null,null,30,3,699,{"$f":"OFFSET(LoadCurve!$D$1,IF($CA$1,BX701,366-BX701),BY701)","v":1048},{"$f":"IF(BZ701=SUMIF(LoadCurve!$AQ$51:$AQ$90,CB700,LoadCurve!$BK$51:$BK$90),CB700+1,CB700)","v":3},1268,{"$f":"SUMIF(LoadCurve!$AQ$51:$AQ$90,CB701,LoadCurve!$BJ$51:$BJ$90)","v":1218.155822963889}]
[null,null,null,null,null,null,null,null,null,null,null,null,null,null,null,null,null,null,null,null,null,null,null,null,null,null,null,null,null,null,null,null,null,null,null,null,null,null,null,null,null,null,null,null,null,null,null,null,null,null,null,null,null,null,null,null,null,null,null,null,null,null,null,null,null,null,null,null,null,null,null,null,null,null,null,30,20,716,{"$f":"OFFSET(LoadCurve!$D$1,IF($CA$1,BX718,366-BX718),BY718)","v":1242},{"$f":"IF(BZ718=SUMIF(LoadCurve!$AQ$51:$AQ$90,CB717,LoadCurve!$BK$51:$BK$90),CB717+1,CB717)","v":3},1266,{"$f":"SUMIF(LoadCurve!$AQ$51:$AQ$90,CB718,LoadCurve!$BJ$51:$BJ$90)","v":1218.155822963889}]
[null,null,null,null,null,null,null,null,null,null,null,null,null,null,null,null,null,null,null,null,null,null,null,null,null,null,null,null,null,null,null,null,null,null,null,null,null,null,null,null,null,null,null,null,null,null,null,null,null,null,null,null,null,null,null,null,null,null,null,null,null,null,null,null,null,null,null,null,null,null,null,null,null,null,null,31,15,735,{"$f":"OFFSET(LoadCurve!$D$1,IF($CA$1,BX737,366-BX737),BY737)","v":998},{"$f":"IF(BZ737=SUMIF(LoadCurve!$AQ$51:$AQ$90,CB736,LoadCurve!$BK$51:$BK$90),CB736+1,CB736)","v":3},1264.3,{"$f":"SUMIF(LoadCurve!$AQ$51:$AQ$90,CB737,LoadCurve!$BJ$51:$BJ$90)","v":1218.155822963889}]
[null,null,null,null,null,null,null,null,null,null,null,null,null,null,null,null,null,null,null,null,null,null,null,null,null,null,null,null,null,null,null,null,null,null,null,null,null,null,null,null,null,null,null,null,null,null,null,null,null,null,null,null,null,null,null,null,null,null,null,null,null,null,null,null,null,null,null,null,null,null,null,null,null,null,null,32,7,751,{"$f":"OFFSET(LoadCurve!$D$1,IF($CA$1,BX753,366-BX753),BY753)","v":921},{"$f":"IF(BZ753=SUMIF(LoadCurve!$AQ$51:$AQ$90,CB752,LoadCurve!$BK$51:$BK$90),CB752+1,CB752)","v":3},1263,{"$f":"SUMIF(LoadCurve!$AQ$51:$AQ$90,CB753,LoadCurve!$BJ$51:$BJ$90)","v":1218.155822963889}]
[null,null,null,null,null,null,null,null,null,null,null,null,null,null,null,null,null,null,null,null,null,null,null,null,null,null,null,null,null,null,null,null,null,null,null,null,null,null,null,null,null,null,null,null,null,null,null,null,null,null,null,null,null,null,null,null,null,null,null,null,null,null,null,null,null,null,null,null,null,null,null,null,null,null,null,32,24,768,{"$f":"OFFSET(LoadCurve!$D$1,IF($CA$1,BX770,366-BX770),BY770)","v":1072},{"$f":"IF(BZ770=SUMIF(LoadCurve!$AQ$51:$AQ$90,CB769,LoadCurve!$BK$51:$BK$90),CB769+1,CB769)","v":3},1260,{"$f":"SUMIF(LoadCurve!$AQ$51:$AQ$90,CB770,LoadCurve!$BJ$51:$BJ$90)","v":1218.155822963889}]
[null,null,null,null,null,null,null,null,null,null,null,null,null,null,null,null,null,null,null,null,null,null,null,null,null,null,null,null,null,null,null,null,null,null,null,null,null,null,null,null,null,null,null,null,null,null,null,null,null,null,null,null,null,null,null,null,null,null,null,null,null,null,null,null,null,null,null,null,null,null,null,null,null,null,null,33,17,785,{"$f":"OFFSET(LoadCurve!$D$1,IF($CA$1,BX787,366-BX787),BY787)","v":880},{"$f":"IF(BZ787=SUMIF(LoadCurve!$AQ$51:$AQ$90,CB786,LoadCurve!$BK$51:$BK$90),CB786+1,CB786)","v":3},1259,{"$f":"SUMIF(LoadCurve!$AQ$51:$AQ$90,CB787,LoadCurve!$BJ$51:$BJ$90)","v":1218.155822963889}]
[null,null,null,null,null,null,null,null,null,null,null,null,null,null,null,null,null,null,null,null,null,null,null,null,null,null,null,null,null,null,null,null,null,null,null,null,null,null,null,null,null,null,null,null,null,null,null,null,null,null,null,null,null,null,null,null,null,null,null,null,null,null,null,null,null,null,null,null,null,null,null,null,null,null,null,34,9,801,{"$f":"OFFSET(LoadCurve!$D$1,IF($CA$1,BX803,366-BX803),BY803)","v":1078},{"$f":"IF(BZ803=SUMIF(LoadCurve!$AQ$51:$AQ$90,CB802,LoadCurve!$BK$51:$BK$90),CB802+1,CB802)","v":3},1258,{"$f":"SUMIF(LoadCurve!$AQ$51:$AQ$90,CB803,LoadCurve!$BJ$51:$BJ$90)","v":1218.155822963889}]
[null,null,null,null,null,null,null,null,null,null,null,null,null,null,null,null,null,null,null,null,null,null,null,null,null,null,null,null,null,null,null,null,null,null,null,null,null,null,null,null,null,null,null,null,null,null,null,null,null,null,null,null,null,null,null,null,null,null,null,null,null,null,null,null,null,null,null,null,null,null,null,null,null,null,null,35,4,820,{"$f":"OFFSET(LoadCurve!$D$1,IF($CA$1,BX822,366-BX822),BY822)","v":1032},{"$f":"IF(BZ822=SUMIF(LoadCurve!$AQ$51:$AQ$90,CB821,LoadCurve!$BK$51:$BK$90),CB821+1,CB821)","v":3},1256.7,{"$f":"SUMIF(LoadCurve!$AQ$51:$AQ$90,CB822,LoadCurve!$BJ$51:$BJ$90)","v":1218.155822963889}]
[null,null,null,null,null,null,null,null,null,null,null,null,null,null,null,null,null,null,null,null,null,null,null,null,null,null,null,null,null,null,null,null,null,null,null,null,null,null,null,null,null,null,null,null,null,null,null,null,null,null,null,null,null,null,null,null,null,null,null,null,null,null,null,null,null,null,null,null,null,null,null,null,null,null,null,35,21,837,{"$f":"OFFSET(LoadCurve!$D$1,IF($CA$1,BX839,366-BX839),BY839)","v":1272},{"$f":"IF(BZ839=SUMIF(LoadCurve!$AQ$51:$AQ$90,CB838,LoadCurve!$BK$51:$BK$90),CB838+1,CB838)","v":3},1255,{"$f":"SUMIF(LoadCurve!$AQ$51:$AQ$90,CB839,LoadCurve!$BJ$51:$BJ$90)","v":1218.155822963889}]
[null,null,null,null,null,null,null,null,null,null,null,null,null,null,null,null,null,null,null,null,null,null,null,null,null,null,null,null,null,null,null,null,null,null,null,null,null,null,null,null,null,null,null,null,null,null,null,null,null,null,null,null,null,null,null,null,null,null,null,null,null,null,null,null,null,null,null,null,null,null,null,null,null,null,null,36,12,852,{"$f":"OFFSET(LoadCurve!$D$1,IF($CA$1,BX854,366-BX854),BY854)","v":1151.0999999999999},{"$f":"IF(BZ854=SUMIF(LoadCurve!$AQ$51:$AQ$90,CB853,LoadCurve!$BK$51:$BK$90),CB853+1,CB853)","v":3},1253,{"$f":"SUMIF(LoadCurve!$AQ$51:$AQ$90,CB854,LoadCurve!$BJ$51:$BJ$90)","v":1218.155822963889}]
[null,null,null,null,null,null,null,null,null,null,null,null,null,null,null,null,null,null,null,null,null,null,null,null,null,null,null,null,null,null,null,null,null,null,null,null,null,null,null,null,null,null,null,null,null,null,null,null,null,null,null,null,null,null,null,null,null,null,null,null,null,null,null,null,null,null,null,null,null,null,null,null,null,null,null,37,8,872,{"$f":"OFFSET(LoadCurve!$D$1,IF($CA$1,BX874,366-BX874),BY874)","v":880},{"$f":"IF(BZ874=SUMIF(LoadCurve!$AQ$51:$AQ$90,CB873,LoadCurve!$BK$51:$BK$90),CB873+1,CB873)","v":3},1251,{"$f":"SUMIF(LoadCurve!$AQ$51:$AQ$90,CB874,LoadCurve!$BJ$51:$BJ$90)","v":1218.155822963889}]
[null,null,null,null,null,null,null,null,null,null,null,null,null,null,null,null,null,null,null,null,null,null,null,null,null,null,null,null,null,null,null,null,null,null,null,null,null,null,null,null,null,null,null,null,null,null,null,null,null,null,null,null,null,null,null,null,null,null,null,null,null,null,null,null,null,null,null,null,null,null,null,null,null,null,null,37,9,873,{"$f":"OFFSET(LoadCurve!$D$1,IF($CA$1,BX875,366-BX875),BY875)","v":925},{"$f":"IF(BZ875=SUMIF(LoadCurve!$AQ$51:$AQ$90,CB874,LoadCurve!$BK$51:$BK$90),CB874+1,CB874)","v":3},1251,{"$f":"SUMIF(LoadCurve!$AQ$51:$AQ$90,CB875,LoadCurve!$BJ$51:$BJ$90)","v":1218.155822963889}]
[null,null,null,null,null,null,null,null,null,null,null,null,null,null,null,null,null,null,null,null,null,null,null,null,null,null,null,null,null,null,null,null,null,null,null,null,null,null,null,null,null,null,null,null,null,null,null,null,null,null,null,null,null,null,null,null,null,null,null,null,null,null,null,null,null,null,null,null,null,null,null,null,null,null,null,38,2,890,{"$f":"OFFSET(LoadCurve!$D$1,IF($CA$1,BX892,366-BX892),BY892)","v":1086},{"$f":"IF(BZ892=SUMIF(LoadCurve!$AQ$51:$AQ$90,CB891,LoadCurve!$BK$51:$BK$90),CB891+1,CB891)","v":3},1249,{"$f":"SUMIF(LoadCurve!$AQ$51:$AQ$90,CB892,LoadCurve!$BJ$51:$BJ$90)","v":1218.155822963889}]
[null,null,null,null,null,null,null,null,null,null,null,null,null,null,null,null,null,null,null,null,null,null,null,null,null,null,null,null,null,null,null,null,null,null,null,null,null,null,null,null,null,null,null,null,null,null,null,null,null,null,null,null,null,null,null,null,null,null,null,null,null,null,null,null,null,null,null,null,null,null,null,null,null,null,null,39,6,918,{"$f":"OFFSET(LoadCurve!$D$1,IF($CA$1,BX920,366-BX920),BY920)","v":1040},{"$f":"IF(BZ920=SUMIF(LoadCurve!$AQ$51:$AQ$90,CB919,LoadCurve!$BK$51:$BK$90),CB919+1,CB919)","v":3},1247,{"$f":"SUMIF(LoadCurve!$AQ$51:$AQ$90,CB920,LoadCurve!$BJ$51:$BJ$90)","v":1218.155822963889}]
[null,null,null,null,null,null,null,null,null,null,null,null,null,null,null,null,null,null,null,null,null,null,null,null,null,null,null,null,null,null,null,null,null,null,null,null,null,null,null,null,null,null,null,null,null,null,null,null,null,null,null,null,null,null,null,null,null,null,null,null,null,null,null,null,null,null,null,null,null,null,null,null,null,null,null,39,13,925,{"$f":"OFFSET(LoadCurve!$D$1,IF($CA$1,BX927,366-BX927),BY927)","v":941},{"$f":"IF(BZ927=SUMIF(LoadCurve!$AQ$51:$AQ$90,CB926,LoadCurve!$BK$51:$BK$90),CB926+1,CB926)","v":3},1246,{"$f":"SUMIF(LoadCurve!$AQ$51:$AQ$90,CB927,LoadCurve!$BJ$51:$BJ$90)","v":1218.155822963889}]
[null,null,null,null,null,null,null,null,null,null,null,null,null,null,null,null,null,null,null,null,null,null,null,null,null,null,null,null,null,null,null,null,null,null,null,null,null,null,null,null,null,null,null,null,null,null,null,null,null,null,null,null,null,null,null,null,null,null,null,null,null,null,null,null,null,null,null,null,null,null,null,null,null,null,null,40,6,942,{"$f":"OFFSET(LoadCurve!$D$1,IF($CA$1,BX944,366-BX944),BY944)","v":1053},{"$f":"IF(BZ944=SUMIF(LoadCurve!$AQ$51:$AQ$90,CB943,LoadCurve!$BK$51:$BK$90),CB943+1,CB943)","v":3},1245,{"$f":"SUMIF(LoadCurve!$AQ$51:$AQ$90,CB944,LoadCurve!$BJ$51:$BJ$90)","v":1218.155822963889}]
[null,null,null,null,null,null,null,null,null,null,null,null,null,null,null,null,null,null,null,null,null,null,null,null,null,null,null,null,null,null,null,null,null,null,null,null,null,null,null,null,null,null,null,null,null,null,null,null,null,null,null,null,null,null,null,null,null,null,null,null,null,null,null,null,null,null,null,null,null,null,null,null,null,null,null,41,8,968,{"$f":"OFFSET(LoadCurve!$D$1,IF($CA$1,BX970,366-BX970),BY970)","v":1044},{"$f":"IF(BZ970=SUMIF(LoadCurve!$AQ$51:$AQ$90,CB969,LoadCurve!$BK$51:$BK$90),CB969+1,CB969)","v":3},1243,{"$f":"SUMIF(LoadCurve!$AQ$51:$AQ$90,CB970,LoadCurve!$BJ$51:$BJ$90)","v":1218.155822963889}]
[null,null,null,null,null,null,null,null,null,null,null,null,null,null,null,null,null,null,null,null,null,null,null,null,null,null,null,null,null,null,null,null,null,null,null,null,null,null,null,null,null,null,null,null,null,null,null,null,null,null,null,null,null,null,null,null,null,null,null,null,null,null,null,null,null,null,null,null,null,null,null,null,null,null,null,41,17,977,{"$f":"OFFSET(LoadCurve!$D$1,IF($CA$1,BX979,366-BX979),BY979)","v":1110},{"$f":"IF(BZ979=SUMIF(LoadCurve!$AQ$51:$AQ$90,CB978,LoadCurve!$BK$51:$BK$90),CB978+1,CB978)","v":3},1242,{"$f":"SUMIF(LoadCurve!$AQ$51:$AQ$90,CB979,LoadCurve!$BJ$51:$BJ$90)","v":1218.155822963889}]
[null,null,null,null,null,null,null,null,null,null,null,null,null,null,null,null,null,null,null,null,null,null,null,null,null,null,null,null,null,null,null,null,null,null,null,null,null,null,null,null,null,null,null,null,null,null,null,null,null,null,null,null,null,null,null,null,null,null,null,null,null,null,null,null,null,null,null,null,null,null,null,null,null,null,null,42,10,994,{"$f":"OFFSET(LoadCurve!$D$1,IF($CA$1,BX996,366-BX996),BY996)","v":1115},{"$f":"IF(BZ996=SUMIF(LoadCurve!$AQ$51:$AQ$90,CB995,LoadCurve!$BK$51:$BK$90),CB995+1,CB995)","v":3},1240,{"$f":"SUMIF(LoadCurve!$AQ$51:$AQ$90,CB996,LoadCurve!$BJ$51:$BJ$90)","v":1218.155822963889}]
[null,null,null,null,null,null,null,null,null,null,null,null,null,null,null,null,null,null,null,null,null,null,null,null,null,null,null,null,null,null,null,null,null,null,null,null,null,null,null,null,null,null,null,null,null,null,null,null,null,null,null,null,null,null,null,null,null,null,null,null,null,null,null,null,null,null,null,null,null,null,null,null,null,null,null,43,3,1011,{"$f":"OFFSET(LoadCurve!$D$1,IF($CA$1,BX1013,366-BX1013),BY1013)","v":1033},{"$f":"IF(BZ1013=SUMIF(LoadCurve!$AQ$51:$AQ$90,CB1012,LoadCurve!$BK$51:$BK$90),CB1012+1,CB1012)","v":3},1239,{"$f":"SUMIF(LoadCurve!$AQ$51:$AQ$90,CB1013,LoadCurve!$BJ$51:$BJ$90)","v":1218.155822963889}]
[null,null,null,null,null,null,null,null,null,null,null,null,null,null,null,null,null,null,null,null,null,null,null,null,null,null,null,null,null,null,null,null,null,null,null,null,null,null,null,null,null,null,null,null,null,null,null,null,null,null,null,null,null,null,null,null,null,null,null,null,null,null,null,null,null,null,null,null,null,null,null,null,null,null,null,44,3,1035,{"$f":"OFFSET(LoadCurve!$D$1,IF($CA$1,BX1037,366-BX1037),BY1037)","v":1070},{"$f":"IF(BZ1037=SUMIF(LoadCurve!$AQ$51:$AQ$90,CB1036,LoadCurve!$BK$51:$BK$90),CB1036+1,CB1036)","v":3},1236,{"$f":"SUMIF(LoadCurve!$AQ$51:$AQ$90,CB1037,LoadCurve!$BJ$51:$BJ$90)","v":1218.155822963889}]
[null,null,null,null,null,null,null,null,null,null,null,null,null,null,null,null,null,null,null,null,null,null,null,null,null,null,null,null,null,null,null,null,null,null,null,null,null,null,null,null,null,null,null,null,null,null,null,null,null,null,null,null,null,null,null,null,null,null,null,null,null,null,null,null,null,null,null,null,null,null,null,null,null,null,null,44,14,1046,{"$f":"OFFSET(LoadCurve!$D$1,IF($CA$1,BX1048,366-BX1048),BY1048)","v":1117},{"$f":"IF(BZ1048=SUMIF(LoadCurve!$AQ$51:$AQ$90,CB1047,LoadCurve!$BK$51:$BK$90),CB1047+1,CB1047)","v":3},1234.0999999999999,{"$f":"SUMIF(LoadCurve!$AQ$51:$AQ$90,CB1048,LoadCurve!$BJ$51:$BJ$90)","v":1218.155822963889}]
[null,null,null,null,null,null,null,null,null,null,null,null,null,null,null,null,null,null,null,null,null,null,null,null,null,null,null,null,null,null,null,null,null,null,null,null,null,null,null,null,null,null,null,null,null,null,null,null,null,null,null,null,null,null,null,null,null,null,null,null,null,null,null,null,null,null,null,null,null,null,null,null,null,null,null,45,7,1063,{"$f":"OFFSET(LoadCurve!$D$1,IF($CA$1,BX1065,366-BX1065),BY1065)","v":1002},{"$f":"IF(BZ1065=SUMIF(LoadCurve!$AQ$51:$AQ$90,CB1064,LoadCurve!$BK$51:$BK$90),CB1064+1,CB1064)","v":3},1233,{"$f":"SUMIF(LoadCurve!$AQ$51:$AQ$90,CB1065,LoadCurve!$BJ$51:$BJ$90)","v":1218.155822963889}]
[null,null,null,null,null,null,null,null,null,null,null,null,null,null,null,null,null,null,null,null,null,null,null,null,null,null,null,null,null,null,null,null,null,null,null,null,null,null,null,null,null,null,null,null,null,null,null,null,null,null,null,null,null,null,null,null,null,null,null,null,null,null,null,null,null,null,null,null,null,null,null,null,null,null,null,45,24,1080,{"$f":"OFFSET(LoadCurve!$D$1,IF($CA$1,BX1082,366-BX1082),BY1082)","v":840},{"$f":"IF(BZ1082=SUMIF(LoadCurve!$AQ$51:$AQ$90,CB1081,LoadCurve!$BK$51:$BK$90),CB1081+1,CB1081)","v":3},1232,{"$f":"SUMIF(LoadCurve!$AQ$51:$AQ$90,CB1082,LoadCurve!$BJ$51:$BJ$90)","v":1218.155822963889}]
[null,null,null,null,null,null,null,null,null,null,null,null,null,null,null,null,null,null,null,null,null,null,null,null,null,null,null,null,null,null,null,null,null,null,null,null,null,null,null,null,null,null,null,null,null,null,null,null,null,null,null,null,null,null,null,null,null,null,null,null,null,null,null,null,null,null,null,null,null,null,null,null,null,null,null,46,4,1084,{"$f":"OFFSET(LoadCurve!$D$1,IF($CA$1,BX1086,366-BX1086),BY1086)","v":829},{"$f":"IF(BZ1086=SUMIF(LoadCurve!$AQ$51:$AQ$90,CB1085,LoadCurve!$BK$51:$BK$90),CB1085+1,CB1085)","v":3},1231.8,{"$f":"SUMIF(LoadCurve!$AQ$51:$AQ$90,CB1086,LoadCurve!$BJ$51:$BJ$90)","v":1218.155822963889}]
[null,null,null,null,null,null,null,null,null,null,null,null,null,null,null,null,null,null,null,null,null,null,null,null,null,null,null,null,null,null,null,null,null,null,null,null,null,null,null,null,null,null,null,null,null,null,null,null,null,null,null,null,null,null,null,null,null,null,null,null,null,null,null,null,null,null,null,null,null,null,null,null,null,null,null,47,11,1115,{"$f":"OFFSET(LoadCurve!$D$1,IF($CA$1,BX1117,366-BX1117),BY1117)","v":1103},{"$f":"IF(BZ1117=SUMIF(LoadCurve!$AQ$51:$AQ$90,CB1116,LoadCurve!$BK$51:$BK$90),CB1116+1,CB1116)","v":3},1229,{"$f":"SUMIF(LoadCurve!$AQ$51:$AQ$90,CB1117,LoadCurve!$BJ$51:$BJ$90)","v":1218.155822963889}]
[null,null,null,null,null,null,null,null,null,null,null,null,null,null,null,null,null,null,null,null,null,null,null,null,null,null,null,null,null,null,null,null,null,null,null,null,null,null,null,null,null,null,null,null,null,null,null,null,null,null,null,null,null,null,null,null,null,null,null,null,null,null,null,null,null,null,null,null,null,null,null,null,null,null,null,48,4,1132,{"$f":"OFFSET(LoadCurve!$D$1,IF($CA$1,BX1134,366-BX1134),BY1134)","v":974},{"$f":"IF(BZ1134=SUMIF(LoadCurve!$AQ$51:$AQ$90,CB1133,LoadCurve!$BK$51:$BK$90),CB1133+1,CB1133)","v":3},1228,{"$f":"SUMIF(LoadCurve!$AQ$51:$AQ$90,CB1134,LoadCurve!$BJ$51:$BJ$90)","v":1218.155822963889}]
[null,null,null,null,null,null,null,null,null,null,null,null,null,null,null,null,null,null,null,null,null,null,null,null,null,null,null,null,null,null,null,null,null,null,null,null,null,null,null,null,null,null,null,null,null,null,null,null,null,null,null,null,null,null,null,null,null,null,null,null,null,null,null,null,null,null,null,null,null,null,null,null,null,null,null,48,6,1134,{"$f":"OFFSET(LoadCurve!$D$1,IF($CA$1,BX1136,366-BX1136),BY1136)","v":1069},{"$f":"IF(BZ1136=SUMIF(LoadCurve!$AQ$51:$AQ$90,CB1135,LoadCurve!$BK$51:$BK$90),CB1135+1,CB1135)","v":3},1228,{"$f":"SUMIF(LoadCurve!$AQ$51:$AQ$90,CB1136,LoadCurve!$BJ$51:$BJ$90)","v":1218.155822963889}]
[null,null,null,null,null,null,null,null,null,null,null,null,null,null,null,null,null,null,null,null,null,null,null,null,null,null,null,null,null,null,null,null,null,null,null,null,null,null,null,null,null,null,null,null,null,null,null,null,null,null,null,null,null,null,null,null,null,null,null,null,null,null,null,null,null,null,null,null,null,null,null,null,null,null,null,48,23,1151,{"$f":"OFFSET(LoadCurve!$D$1,IF($CA$1,BX1153,366-BX1153),BY1153)","v":1130},{"$f":"IF(BZ1153=SUMIF(LoadCurve!$AQ$51:$AQ$90,CB1152,LoadCurve!$BK$51:$BK$90),CB1152+1,CB1152)","v":3},1227,{"$f":"SUMIF(LoadCurve!$AQ$51:$AQ$90,CB1153,LoadCurve!$BJ$51:$BJ$90)","v":1218.155822963889}]
[null,null,null,null,null,null,null,null,null,null,null,null,null,null,null,null,null,null,null,null,null,null,null,null,null,null,null,null,null,null,null,null,null,null,null,null,null,null,null,null,null,null,null,null,null,null,null,null,null,null,null,null,null,null,null,null,null,null,null,null,null,null,null,null,null,null,null,null,null,null,null,null,null,null,null,49,16,1168,{"$f":"OFFSET(LoadCurve!$D$1,IF($CA$1,BX1170,366-BX1170),BY1170)","v":1078},{"$f":"IF(BZ1170=SUMIF(LoadCurve!$AQ$51:$AQ$90,CB1169,LoadCurve!$BK$51:$BK$90),CB1169+1,CB1169)","v":3},1225,{"$f":"SUMIF(LoadCurve!$AQ$51:$AQ$90,CB1170,LoadCurve!$BJ$51:$BJ$90)","v":1218.155822963889}]
[null,null,null,null,null,null,null,null,null,null,null,null,null,null,null,null,null,null,null,null,null,null,null,null,null,null,null,null,null,null,null,null,null,null,null,null,null,null,null,null,null,null,null,null,null,null,null,null,null,null,null,null,null,null,null,null,null,null,null,null,null,null,null,null,null,null,null,null,null,null,null,null,null,null,null,50,9,1185,{"$f":"OFFSET(LoadCurve!$D$1,IF($CA$1,BX1187,366-BX1187),BY1187)","v":1102},{"$f":"IF(BZ1187=SUMIF(LoadCurve!$AQ$51:$AQ$90,CB1186,LoadCurve!$BK$51:$BK$90),CB1186+1,CB1186)","v":3},1224,{"$f":"SUMIF(LoadCurve!$AQ$51:$AQ$90,CB1187,LoadCurve!$BJ$51:$BJ$90)","v":1218.155822963889}]
[null,null,null,null,null,null,null,null,null,null,null,null,null,null,null,null,null,null,null,null,null,null,null,null,null,null,null,null,null,null,null,null,null,null,null,null,null,null,null,null,null,null,null,null,null,null,null,null,null,null,null,null,null,null,null,null,null,null,null,null,null,null,null,null,null,null,null,null,null,null,null,null,null,null,null,51,1,1201,{"$f":"OFFSET(LoadCurve!$D$1,IF($CA$1,BX1203,366-BX1203),BY1203)","v":1067},{"$f":"IF(BZ1203=SUMIF(LoadCurve!$AQ$51:$AQ$90,CB1202,LoadCurve!$BK$51:$BK$90),CB1202+1,CB1202)","v":3},1223.0999999999999,{"$f":"SUMIF(LoadCurve!$AQ$51:$AQ$90,CB1203,LoadCurve!$BJ$51:$BJ$90)","v":1218.155822963889}]
[null,null,null,null,null,null,null,null,null,null,null,null,null,null,null,null,null,null,null,null,null,null,null,null,null,null,null,null,null,null,null,null,null,null,null,null,null,null,null,null,null,null,null,null,null,null,null,null,null,null,null,null,null,null,null,null,null,null,null,null,null,null,null,null,null,null,null,null,null,null,null,null,null,null,null,51,20,1220,{"$f":"OFFSET(LoadCurve!$D$1,IF($CA$1,BX1222,366-BX1222),BY1222)","v":1287},{"$f":"IF(BZ1222=SUMIF(LoadCurve!$AQ$51:$AQ$90,CB1221,LoadCurve!$BK$51:$BK$90),CB1221+1,CB1221)","v":4},1222,{"$f":"SUMIF(LoadCurve!$AQ$51:$AQ$90,CB1222,LoadCurve!$BJ$51:$BJ$90)","v":1176.3342628715443}]
[null,null,null,null,null,null,null,null,null,null,null,null,null,null,null,null,null,null,null,null,null,null,null,null,null,null,null,null,null,null,null,null,null,null,null,null,null,null,null,null,null,null,null,null,null,null,null,null,null,null,null,null,null,null,null,null,null,null,null,null,null,null,null,null,null,null,null,null,null,null,null,null,null,null,null,52,13,1237,{"$f":"OFFSET(LoadCurve!$D$1,IF($CA$1,BX1239,366-BX1239),BY1239)","v":956},{"$f":"IF(BZ1239=SUMIF(LoadCurve!$AQ$51:$AQ$90,CB1238,LoadCurve!$BK$51:$BK$90),CB1238+1,CB1238)","v":4},1221,{"$f":"SUMIF(LoadCurve!$AQ$51:$AQ$90,CB1239,LoadCurve!$BJ$51:$BJ$90)","v":1176.3342628715443}]
[null,null,null,null,null,null,null,null,null,null,null,null,null,null,null,null,null,null,null,null,null,null,null,null,null,null,null,null,null,null,null,null,null,null,null,null,null,null,null,null,null,null,null,null,null,null,null,null,null,null,null,null,null,null,null,null,null,null,null,null,null,null,null,null,null,null,null,null,null,null,null,null,null,null,null,53,6,1254,{"$f":"OFFSET(LoadCurve!$D$1,IF($CA$1,BX1256,366-BX1256),BY1256)","v":1079},{"$f":"IF(BZ1256=SUMIF(LoadCurve!$AQ$51:$AQ$90,CB1255,LoadCurve!$BK$51:$BK$90),CB1255+1,CB1255)","v":4},1219,{"$f":"SUMIF(LoadCurve!$AQ$51:$AQ$90,CB1256,LoadCurve!$BJ$51:$BJ$90)","v":1176.3342628715443}]
[null,null,null,null,null,null,null,null,null,null,null,null,null,null,null,null,null,null,null,null,null,null,null,null,null,null,null,null,null,null,null,null,null,null,null,null,null,null,null,null,null,null,null,null,null,null,null,null,null,null,null,null,null,null,null,null,null,null,null,null,null,null,null,null,null,null,null,null,null,null,null,null,null,null,null,53,19,1267,{"$f":"OFFSET(LoadCurve!$D$1,IF($CA$1,BX1269,366-BX1269),BY1269)","v":1170},{"$f":"IF(BZ1269=SUMIF(LoadCurve!$AQ$51:$AQ$90,CB1268,LoadCurve!$BK$51:$BK$90),CB1268+1,CB1268)","v":4},1218,{"$f":"SUMIF(LoadCurve!$AQ$51:$AQ$90,CB1269,LoadCurve!$BJ$51:$BJ$90)","v":1176.3342628715443}]
[null,null,null,null,null,null,null,null,null,null,null,null,null,null,null,null,null,null,null,null,null,null,null,null,null,null,null,null,null,null,null,null,null,null,null,null,null,null,null,null,null,null,null,null,null,null,null,null,null,null,null,null,null,null,null,null,null,null,null,null,null,null,null,null,null,null,null,null,null,null,null,null,null,null,null,54,17,1289,{"$f":"OFFSET(LoadCurve!$D$1,IF($CA$1,BX1291,366-BX1291),BY1291)","v":1173},{"$f":"IF(BZ1291=SUMIF(LoadCurve!$AQ$51:$AQ$90,CB1290,LoadCurve!$BK$51:$BK$90),CB1290+1,CB1290)","v":4},1217,{"$f":"SUMIF(LoadCurve!$AQ$51:$AQ$90,CB1291,LoadCurve!$BJ$51:$BJ$90)","v":1176.3342628715443}]
[null,null,null,null,null,null,null,null,null,null,null,null,null,null,null,null,null,null,null,null,null,null,null,null,null,null,null,null,null,null,null,null,null,null,null,null,null,null,null,null,null,null,null,null,null,null,null,null,null,null,null,null,null,null,null,null,null,null,null,null,null,null,null,null,null,null,null,null,null,null,null,null,null,null,null,55,10,1306,{"$f":"OFFSET(LoadCurve!$D$1,IF($CA$1,BX1308,366-BX1308),BY1308)","v":1170},{"$f":"IF(BZ1308=SUMIF(LoadCurve!$AQ$51:$AQ$90,CB1307,LoadCurve!$BK$51:$BK$90),CB1307+1,CB1307)","v":4},1216,{"$f":"SUMIF(LoadCurve!$AQ$51:$AQ$90,CB1308,LoadCurve!$BJ$51:$BJ$90)","v":1176.3342628715443}]
[null,null,null,null,null,null,null,null,null,null,null,null,null,null,null,null,null,null,null,null,null,null,null,null,null,null,null,null,null,null,null,null,null,null,null,null,null,null,null,null,null,null,null,null,null,null,null,null,null,null,null,null,null,null,null,null,null,null,null,null,null,null,null,null,null,null,null,null,null,null,null,null,null,null,null,55,22,1318,{"$f":"OFFSET(LoadCurve!$D$1,IF($CA$1,BX1320,366-BX1320),BY1320)","v":1249},{"$f":"IF(BZ1320=SUMIF(LoadCurve!$AQ$51:$AQ$90,CB1319,LoadCurve!$BK$51:$BK$90),CB1319+1,CB1319)","v":4},1215,{"$f":"SUMIF(LoadCurve!$AQ$51:$AQ$90,CB1320,LoadCurve!$BJ$51:$BJ$90)","v":1176.3342628715443}]
[null,null,null,null,null,null,null,null,null,null,null,null,null,null,null,null,null,null,null,null,null,null,null,null,null,null,null,null,null,null,null,null,null,null,null,null,null,null,null,null,null,null,null,null,null,null,null,null,null,null,null,null,null,null,null,null,null,null,null,null,null,null,null,null,null,null,null,null,null,null,null,null,null,null,null,56,21,1341,{"$f":"OFFSET(LoadCurve!$D$1,IF($CA$1,BX1343,366-BX1343),BY1343)","v":1295.8},{"$f":"IF(BZ1343=SUMIF(LoadCurve!$AQ$51:$AQ$90,CB1342,LoadCurve!$BK$51:$BK$90),CB1342+1,CB1342)","v":4},1213,{"$f":"SUMIF(LoadCurve!$AQ$51:$AQ$90,CB1343,LoadCurve!$BJ$51:$BJ$90)","v":1176.3342628715443}]
[null,null,null,null,null,null,null,null,null,null,null,null,null,null,null,null,null,null,null,null,null,null,null,null,null,null,null,null,null,null,null,null,null,null,null,null,null,null,null,null,null,null,null,null,null,null,null,null,null,null,null,null,null,null,null,null,null,null,null,null,null,null,null,null,null,null,null,null,null,null,null,null,null,null,null,57,14,1358,{"$f":"OFFSET(LoadCurve!$D$1,IF($CA$1,BX1360,366-BX1360),BY1360)","v":1158},{"$f":"IF(BZ1360=SUMIF(LoadCurve!$AQ$51:$AQ$90,CB1359,LoadCurve!$BK$51:$BK$90),CB1359+1,CB1359)","v":4},1212,{"$f":"SUMIF(LoadCurve!$AQ$51:$AQ$90,CB1360,LoadCurve!$BJ$51:$BJ$90)","v":1176.3342628715443}]
[null,null,null,null,null,null,null,null,null,null,null,null,null,null,null,null,null,null,null,null,null,null,null,null,null,null,null,null,null,null,null,null,null,null,null,null,null,null,null,null,null,null,null,null,null,null,null,null,null,null,null,null,null,null,null,null,null,null,null,null,null,null,null,null,null,null,null,null,null,null,null,null,null,null,null,58,7,1375,{"$f":"OFFSET(LoadCurve!$D$1,IF($CA$1,BX1377,366-BX1377),BY1377)","v":1041},{"$f":"IF(BZ1377=SUMIF(LoadCurve!$AQ$51:$AQ$90,CB1376,LoadCurve!$BK$51:$BK$90),CB1376+1,CB1376)","v":4},1211,{"$f":"SUMIF(LoadCurve!$AQ$51:$AQ$90,CB1377,LoadCurve!$BJ$51:$BJ$90)","v":1176.3342628715443}]
[null,null,null,null,null,null,null,null,null,null,null,null,null,null,null,null,null,null,null,null,null,null,null,null,null,null,null,null,null,null,null,null,null,null,null,null,null,null,null,null,null,null,null,null,null,null,null,null,null,null,null,null,null,null,null,null,null,null,null,null,null,null,null,null,null,null,null,null,null,null,null,null,null,null,null,58,16,1384,{"$f":"OFFSET(LoadCurve!$D$1,IF($CA$1,BX1386,366-BX1386),BY1386)","v":1067},{"$f":"IF(BZ1386=SUMIF(LoadCurve!$AQ$51:$AQ$90,CB1385,LoadCurve!$BK$51:$BK$90),CB1385+1,CB1385)","v":4},1210,{"$f":"SUMIF(LoadCurve!$AQ$51:$AQ$90,CB1386,LoadCurve!$BJ$51:$BJ$90)","v":1176.3342628715443}]
[null,null,null,null,null,null,null,null,null,null,null,null,null,null,null,null,null,null,null,null,null,null,null,null,null,null,null,null,null,null,null,null,null,null,null,null,null,null,null,null,null,null,null,null,null,null,null,null,null,null,null,null,null,null,null,null,null,null,null,null,null,null,null,null,null,null,null,null,null,null,null,null,null,null,null,59,2,1394,{"$f":"OFFSET(LoadCurve!$D$1,IF($CA$1,BX1396,366-BX1396),BY1396)","v":1051},{"$f":"IF(BZ1396=SUMIF(LoadCurve!$AQ$51:$AQ$90,CB1395,LoadCurve!$BK$51:$BK$90),CB1395+1,CB1395)","v":4},1210,{"$f":"SUMIF(LoadCurve!$AQ$51:$AQ$90,CB1396,LoadCurve!$BJ$51:$BJ$90)","v":1176.3342628715443}]
[null,null,null,null,null,null,null,null,null,null,null,null,null,null,null,null,null,null,null,null,null,null,null,null,null,null,null,null,null,null,null,null,null,null,null,null,null,null,null,null,null,null,null,null,null,null,null,null,null,null,null,null,null,null,null,null,null,null,null,null,null,null,null,null,null,null,null,null,null,null,null,null,null,null,null,59,19,1411,{"$f":"OFFSET(LoadCurve!$D$1,IF($CA$1,BX1413,366-BX1413),BY1413)","v":1244},{"$f":"IF(BZ1413=SUMIF(LoadCurve!$AQ$51:$AQ$90,CB1412,LoadCurve!$BK$51:$BK$90),CB1412+1,CB1412)","v":4},1209,{"$f":"SUMIF(LoadCurve!$AQ$51:$AQ$90,CB1413,LoadCurve!$BJ$51:$BJ$90)","v":1176.3342628715443}]
[null,null,null,null,null,null,null,null,null,null,null,null,null,null,null,null,null,null,null,null,null,null,null,null,null,null,null,null,null,null,null,null,null,null,null,null,null,null,null,null,null,null,null,null,null,null,null,null,null,null,null,null,null,null,null,null,null,null,null,null,null,null,null,null,null,null,null,null,null,null,null,null,null,null,null,60,18,1434,{"$f":"OFFSET(LoadCurve!$D$1,IF($CA$1,BX1436,366-BX1436),BY1436)","v":1086},{"$f":"IF(BZ1436=SUMIF(LoadCurve!$AQ$51:$AQ$90,CB1435,LoadCurve!$BK$51:$BK$90),CB1435+1,CB1435)","v":4},1207,{"$f":"SUMIF(LoadCurve!$AQ$51:$AQ$90,CB1436,LoadCurve!$BJ$51:$BJ$90)","v":1176.3342628715443}]
[null,null,null,null,null,null,null,null,null,null,null,null,null,null,null,null,null,null,null,null,null,null,null,null,null,null,null,null,null,null,null,null,null,null,null,null,null,null,null,null,null,null,null,null,null,null,null,null,null,null,null,null,null,null,null,null,null,null,null,null,null,null,null,null,null,null,null,null,null,null,null,null,null,null,null,61,6,1446,{"$f":"OFFSET(LoadCurve!$D$1,IF($CA$1,BX1448,366-BX1448),BY1448)","v":1075},{"$f":"IF(BZ1448=SUMIF(LoadCurve!$AQ$51:$AQ$90,CB1447,LoadCurve!$BK$51:$BK$90),CB1447+1,CB1447)","v":4},1206.5999999999999,{"$f":"SUMIF(LoadCurve!$AQ$51:$AQ$90,CB1448,LoadCurve!$BJ$51:$BJ$90)","v":1176.3342628715443}]
[null,null,null,null,null,null,null,null,null,null,null,null,null,null,null,null,null,null,null,null,null,null,null,null,null,null,null,null,null,null,null,null,null,null,null,null,null,null,null,null,null,null,null,null,null,null,null,null,null,null,null,null,null,null,null,null,null,null,null,null,null,null,null,null,null,null,null,null,null,null,null,null,null,null,null,61,23,1463,{"$f":"OFFSET(LoadCurve!$D$1,IF($CA$1,BX1465,366-BX1465),BY1465)","v":1167},{"$f":"IF(BZ1465=SUMIF(LoadCurve!$AQ$51:$AQ$90,CB1464,LoadCurve!$BK$51:$BK$90),CB1464+1,CB1464)","v":4},1205,{"$f":"SUMIF(LoadCurve!$AQ$51:$AQ$90,CB1465,LoadCurve!$BJ$51:$BJ$90)","v":1176.3342628715443}]
[null,null,null,null,null,null,null,null,null,null,null,null,null,null,null,null,null,null,null,null,null,null,null,null,null,null,null,null,null,null,null,null,null,null,null,null,null,null,null,null,null,null,null,null,null,null,null,null,null,null,null,null,null,null,null,null,null,null,null,null,null,null,null,null,null,null,null,null,null,null,null,null,null,null,null,62,16,1480,{"$f":"OFFSET(LoadCurve!$D$1,IF($CA$1,BX1482,366-BX1482),BY1482)","v":1161},{"$f":"IF(BZ1482=SUMIF(LoadCurve!$AQ$51:$AQ$90,CB1481,LoadCurve!$BK$51:$BK$90),CB1481+1,CB1481)","v":4},1203.3,{"$f":"SUMIF(LoadCurve!$AQ$51:$AQ$90,CB1482,LoadCurve!$BJ$51:$BJ$90)","v":1176.3342628715443}]
[null,null,null,null,null,null,null,null,null,null,null,null,null,null,null,null,null,null,null,null,null,null,null,null,null,null,null,null,null,null,null,null,null,null,null,null,null,null,null,null,null,null,null,null,null,null,null,null,null,null,null,null,null,null,null,null,null,null,null,null,null,null,null,null,null,null,null,null,null,null,null,null,null,null,null,63,13,1501,{"$f":"OFFSET(LoadCurve!$D$1,IF($CA$1,BX1503,366-BX1503),BY1503)","v":1094},{"$f":"IF(BZ1503=SUMIF(LoadCurve!$AQ$51:$AQ$90,CB1502,LoadCurve!$BK$51:$BK$90),CB1502+1,CB1502)","v":4},1202,{"$f":"SUMIF(LoadCurve!$AQ$51:$AQ$90,CB1503,LoadCurve!$BJ$51:$BJ$90)","v":1176.3342628715443}]
[null,null,null,null,null,null,null,null,null,null,null,null,null,null,null,null,null,null,null,null,null,null,null,null,null,null,null,null,null,null,null,null,null,null,null,null,null,null,null,null,null,null,null,null,null,null,null,null,null,null,null,null,null,null,null,null,null,null,null,null,null,null,null,null,null,null,null,null,null,null,null,null,null,null,null,64,3,1515,{"$f":"OFFSET(LoadCurve!$D$1,IF($CA$1,BX1517,366-BX1517),BY1517)","v":1048},{"$f":"IF(BZ1517=SUMIF(LoadCurve!$AQ$51:$AQ$90,CB1516,LoadCurve!$BK$51:$BK$90),CB1516+1,CB1516)","v":4},1201,{"$f":"SUMIF(LoadCurve!$AQ$51:$AQ$90,CB1517,LoadCurve!$BJ$51:$BJ$90)","v":1176.3342628715443}]
[null,null,null,null,null,null,null,null,null,null,null,null,null,null,null,null,null,null,null,null,null,null,null,null,null,null,null,null,null,null,null,null,null,null,null,null,null,null,null,null,null,null,null,null,null,null,null,null,null,null,null,null,null,null,null,null,null,null,null,null,null,null,null,null,null,null,null,null,null,null,null,null,null,null,null,64,20,1532,{"$f":"OFFSET(LoadCurve!$D$1,IF($CA$1,BX1534,366-BX1534),BY1534)","v":1289},{"$f":"IF(BZ1534=SUMIF(LoadCurve!$AQ$51:$AQ$90,CB1533,LoadCurve!$BK$51:$BK$90),CB1533+1,CB1533)","v":4},1200,{"$f":"SUMIF(LoadCurve!$AQ$51:$AQ$90,CB1534,LoadCurve!$BJ$51:$BJ$90)","v":1176.3342628715443}]
[null,null,null,null,null,null,null,null,null,null,null,null,null,null,null,null,null,null,null,null,null,null,null,null,null,null,null,null,null,null,null,null,null,null,null,null,null,null,null,null,null,null,null,null,null,null,null,null,null,null,null,null,null,null,null,null,null,null,null,null,null,null,null,null,null,null,null,null,null,null,null,null,null,null,null,65,13,1549,{"$f":"OFFSET(LoadCurve!$D$1,IF($CA$1,BX1551,366-BX1551),BY1551)","v":999},{"$f":"IF(BZ1551=SUMIF(LoadCurve!$AQ$51:$AQ$90,CB1550,LoadCurve!$BK$51:$BK$90),CB1550+1,CB1550)","v":4},1199,{"$f":"SUMIF(LoadCurve!$AQ$51:$AQ$90,CB1551,LoadCurve!$BJ$51:$BJ$90)","v":1176.3342628715443}]
[null,null,null,null,null,null,null,null,null,null,null,null,null,null,null,null,null,null,null,null,null,null,null,null,null,null,null,null,null,null,null,null,null,null,null,null,null,null,null,null,null,null,null,null,null,null,null,null,null,null,null,null,null,null,null,null,null,null,null,null,null,null,null,null,null,null,null,null,null,null,null,null,null,null,null,66,7,1567,{"$f":"OFFSET(LoadCurve!$D$1,IF($CA$1,BX1569,366-BX1569),BY1569)","v":956},{"$f":"IF(BZ1569=SUMIF(LoadCurve!$AQ$51:$AQ$90,CB1568,LoadCurve!$BK$51:$BK$90),CB1568+1,CB1568)","v":4},1198,{"$f":"SUMIF(LoadCurve!$AQ$51:$AQ$90,CB1569,LoadCurve!$BJ$51:$BJ$90)","v":1176.3342628715443}]
[null,null,null,null,null,null,null,null,null,null,null,null,null,null,null,null,null,null,null,null,null,null,null,null,null,null,null,null,null,null,null,null,null,null,null,null,null,null,null,null,null,null,null,null,null,null,null,null,null,null,null,null,null,null,null,null,null,null,null,null,null,null,null,null,null,null,null,null,null,null,null,null,null,null,null,66,24,1584,{"$f":"OFFSET(LoadCurve!$D$1,IF($CA$1,BX1586,366-BX1586),BY1586)","v":1179},{"$f":"IF(BZ1586=SUMIF(LoadCurve!$AQ$51:$AQ$90,CB1585,LoadCurve!$BK$51:$BK$90),CB1585+1,CB1585)","v":4},1197,{"$f":"SUMIF(LoadCurve!$AQ$51:$AQ$90,CB1586,LoadCurve!$BJ$51:$BJ$90)","v":1176.3342628715443}]
[null,null,null,null,null,null,null,null,null,null,null,null,null,null,null,null,null,null,null,null,null,null,null,null,null,null,null,null,null,null,null,null,null,null,null,null,null,null,null,null,null,null,null,null,null,null,null,null,null,null,null,null,null,null,null,null,null,null,null,null,null,null,null,null,null,null,null,null,null,null,null,null,null,null,null,{"$f":"ROUNDDOWN((BZ1603-1)/24,0)+1","v":67},17,1601,{"$f":"OFFSET(LoadCurve!$D$1,IF($CA$1,BX1603,366-BX1603),BY1603)","v":1056},{"$f":"IF(BZ1603=SUMIF(LoadCurve!$AQ$51:$AQ$90,CB1602,LoadCurve!$BK$51:$BK$90),CB1602+1,CB1602)","v":4},1196,{"$f":"SUMIF(LoadCurve!$AQ$51:$AQ$90,CB1603,LoadCurve!$BJ$51:$BJ$90)","v":1176.3342628715443}]
[null,null,null,null,null,null,null,null,null,null,null,null,null,null,null,null,null,null,null,null,null,null,null,null,null,null,null,null,null,null,null,null,null,null,null,null,null,null,null,null,null,null,null,null,null,null,null,null,null,null,null,null,null,null,null,null,null,null,null,null,null,null,null,null,null,null,null,null,null,null,null,null,null,null,null,68,9,1617,{"$f":"OFFSET(LoadCurve!$D$1,IF($CA$1,BX1619,366-BX1619),BY1619)","v":970},{"$f":"IF(BZ1619=SUMIF(LoadCurve!$AQ$51:$AQ$90,CB1618,LoadCurve!$BK$51:$BK$90),CB1618+1,CB1618)","v":4},1195,{"$f":"SUMIF(LoadCurve!$AQ$51:$AQ$90,CB1619,LoadCurve!$BJ$51:$BJ$90)","v":1176.3342628715443}]
[null,null,null,null,null,null,null,null,null,null,null,null,null,null,null,null,null,null,null,null,null,null,null,null,null,null,null,null,null,null,null,null,null,null,null,null,null,null,null,null,null,null,null,null,null,null,null,null,null,null,null,null,null,null,null,null,null,null,null,null,null,null,null,null,null,null,null,null,null,null,null,null,null,null,null,69,4,1636,{"$f":"OFFSET(LoadCurve!$D$1,IF($CA$1,BX1638,366-BX1638),BY1638)","v":1055},{"$f":"IF(BZ1638=SUMIF(LoadCurve!$AQ$51:$AQ$90,CB1637,LoadCurve!$BK$51:$BK$90),CB1637+1,CB1637)","v":4},1194,{"$f":"SUMIF(LoadCurve!$AQ$51:$AQ$90,CB1638,LoadCurve!$BJ$51:$BJ$90)","v":1176.3342628715443}]
[null,null,null,null,null,null,null,null,null,null,null,null,null,null,null,null,null,null,null,null,null,null,null,null,null,null,null,null,null,null,null,null,null,null,null,null,null,null,null,null,null,null,null,null,null,null,null,null,null,null,null,null,null,null,null,null,null,null,null,null,null,null,null,null,null,null,null,null,null,null,null,null,null,null,null,69,21,1653,{"$f":"OFFSET(LoadCurve!$D$1,IF($CA$1,BX1655,366-BX1655),BY1655)","v":1250},{"$f":"IF(BZ1655=SUMIF(LoadCurve!$AQ$51:$AQ$90,CB1654,LoadCurve!$BK$51:$BK$90),CB1654+1,CB1654)","v":4},1193,{"$f":"SUMIF(LoadCurve!$AQ$51:$AQ$90,CB1655,LoadCurve!$BJ$51:$BJ$90)","v":1176.3342628715443}]
[null,null,null,null,null,null,null,null,null,null,null,null,null,null,null,null,null,null,null,null,null,null,null,null,null,null,null,null,null,null,null,null,null,null,null,null,null,null,null,null,null,null,null,null,null,null,null,null,null,null,null,null,null,null,null,null,null,null,null,null,null,null,null,null,null,null,null,null,null,null,null,null,null,null,null,69,22,1654,{"$f":"OFFSET(LoadCurve!$D$1,IF($CA$1,BX1656,366-BX1656),BY1656)","v":1263},{"$f":"IF(BZ1656=SUMIF(LoadCurve!$AQ$51:$AQ$90,CB1655,LoadCurve!$BK$51:$BK$90),CB1655+1,CB1655)","v":4},1193,{"$f":"SUMIF(LoadCurve!$AQ$51:$AQ$90,CB1656,LoadCurve!$BJ$51:$BJ$90)","v":1176.3342628715443}]
[null,null,null,null,null,null,null,null,null,null,null,null,null,null,null,null,null,null,null,null,null,null,null,null,null,null,null,null,null,null,null,null,null,null,null,null,null,null,null,null,null,null,null,null,null,null,null,null,null,null,null,null,null,null,null,null,null,null,null,null,null,null,null,null,null,null,null,null,null,null,null,null,null,null,null,71,4,1684,{"$f":"OFFSET(LoadCurve!$D$1,IF($CA$1,BX1686,366-BX1686),BY1686)","v":1012},{"$f":"IF(BZ1686=SUMIF(LoadCurve!$AQ$51:$AQ$90,CB1685,LoadCurve!$BK$51:$BK$90),CB1685+1,CB1685)","v":4},1191,{"$f":"SUMIF(LoadCurve!$AQ$51:$AQ$90,CB1686,LoadCurve!$BJ$51:$BJ$90)","v":1176.3342628715443}]
[null,null,null,null,null,null,null,null,null,null,null,null,null,null,null,null,null,null,null,null,null,null,null,null,null,null,null,null,null,null,null,null,null,null,null,null,null,null,null,null,null,null,null,null,null,null,null,null,null,null,null,null,null,null,null,null,null,null,null,null,null,null,null,null,null,null,null,null,null,null,null,null,null,null,null,71,{"$f":"BY1667","v":9},1689,{"$f":"OFFSET(LoadCurve!$D$1,IF($CA$1,BX1691,366-BX1691),BY1691)","v":1106},{"$f":"IF(BZ1691=SUMIF(LoadCurve!$AQ$51:$AQ$90,CB1690,LoadCurve!$BK$51:$BK$90),CB1690+1,CB1690)","v":4},1191,{"$f":"SUMIF(LoadCurve!$AQ$51:$AQ$90,CB1691,LoadCurve!$BJ$51:$BJ$90)","v":1176.3342628715443}]
[null,null,null,null,null,null,null,null,null,null,null,null,null,null,null,null,null,null,null,null,null,null,null,null,null,null,null,null,null,null,null,null,null,null,null,null,null,null,null,null,null,null,null,null,null,null,null,null,null,null,null,null,null,null,null,null,null,null,null,null,null,null,null,null,null,null,null,null,null,null,null,null,null,null,null,72,2,1706,{"$f":"OFFSET(LoadCurve!$D$1,IF($CA$1,BX1708,366-BX1708),BY1708)","v":1060},{"$f":"IF(BZ1708=SUMIF(LoadCurve!$AQ$51:$AQ$90,CB1707,LoadCurve!$BK$51:$BK$90),CB1707+1,CB1707)","v":4},1190,{"$f":"SUMIF(LoadCurve!$AQ$51:$AQ$90,CB1708,LoadCurve!$BJ$51:$BJ$90)","v":1176.3342628715443}]
[null,null,null,null,null,null,null,null,null,null,null,null,null,null,null,null,null,null,null,null,null,null,null,null,null,null,null,null,null,null,null,null,null,null,null,null,null,null,null,null,null,null,null,null,null,null,null,null,null,null,null,null,null,null,null,null,null,null,null,null,null,null,null,null,null,null,null,null,null,null,null,null,null,null,null,72,19,1723,{"$f":"OFFSET(LoadCurve!$D$1,IF($CA$1,BX1725,366-BX1725),BY1725)","v":1225},{"$f":"IF(BZ1725=SUMIF(LoadCurve!$AQ$51:$AQ$90,CB1724,LoadCurve!$BK$51:$BK$90),CB1724+1,CB1724)","v":4},1188,{"$f":"SUMIF(LoadCurve!$AQ$51:$AQ$90,CB1725,LoadCurve!$BJ$51:$BJ$90)","v":1176.3342628715443}]
[null,null,null,null,null,null,null,null,null,null,null,null,null,null,null,null,null,null,null,null,null,null,null,null,null,null,null,null,null,null,null,null,null,null,null,null,null,null,null,null,null,null,null,null,null,null,null,null,null,null,null,null,null,null,null,null,null,null,null,null,null,null,null,null,null,null,null,null,null,null,null,null,null,null,null,73,23,1751,{"$f":"OFFSET(LoadCurve!$D$1,IF($CA$1,BX1753,366-BX1753),BY1753)","v":1149},{"$f":"IF(BZ1753=SUMIF(LoadCurve!$AQ$51:$AQ$90,CB1752,LoadCurve!$BK$51:$BK$90),CB1752+1,CB1752)","v":4},1186.9000000000001,{"$f":"SUMIF(LoadCurve!$AQ$51:$AQ$90,CB1753,LoadCurve!$BJ$51:$BJ$90)","v":1176.3342628715443}]
[null,null,null,null,null,null,null,null,null,null,null,null,null,null,null,null,null,null,null,null,null,null,null,null,null,null,null,null,null,null,null,null,null,null,null,null,null,null,null,null,null,null,null,null,null,null,null,null,null,null,null,null,null,null,null,null,null,null,null,null,null,null,null,null,null,null,null,null,null,null,null,null,null,null,null,74,6,1758,{"$f":"OFFSET(LoadCurve!$D$1,IF($CA$1,BX1760,366-BX1760),BY1760)","v":1044},{"$f":"IF(BZ1760=SUMIF(LoadCurve!$AQ$51:$AQ$90,CB1759,LoadCurve!$BK$51:$BK$90),CB1759+1,CB1759)","v":4},1186,{"$f":"SUMIF(LoadCurve!$AQ$51:$AQ$90,CB1760,LoadCurve!$BJ$51:$BJ$90)","v":1176.3342628715443}]
[null,null,null,null,null,null,null,null,null,null,null,null,null,null,null,null,null,null,null,null,null,null,null,null,null,null,null,null,null,null,null,null,null,null,null,null,null,null,null,null,null,null,null,null,null,null,null,null,null,null,null,null,null,null,null,null,null,null,null,null,null,null,null,null,null,null,null,null,null,null,null,null,null,null,null,74,23,1775,{"$f":"OFFSET(LoadCurve!$D$1,IF($CA$1,BX1777,366-BX1777),BY1777)","v":1102},{"$f":"IF(BZ1777=SUMIF(LoadCurve!$AQ$51:$AQ$90,CB1776,LoadCurve!$BK$51:$BK$90),CB1776+1,CB1776)","v":4},1185,{"$f":"SUMIF(LoadCurve!$AQ$51:$AQ$90,CB1777,LoadCurve!$BJ$51:$BJ$90)","v":1176.3342628715443}]
[null,null,null,null,null,null,null,null,null,null,null,null,null,null,null,null,null,null,null,null,null,null,null,null,null,null,null,null,null,null,null,null,null,null,null,null,null,null,null,null,null,null,null,null,null,null,null,null,null,null,null,null,null,null,null,null,null,null,null,null,null,null,null,null,null,null,null,null,null,null,null,null,null,null,null,75,8,1784,{"$f":"OFFSET(LoadCurve!$D$1,IF($CA$1,BX1786,366-BX1786),BY1786)","v":1048},{"$f":"IF(BZ1786=SUMIF(LoadCurve!$AQ$51:$AQ$90,CB1785,LoadCurve!$BK$51:$BK$90),CB1785+1,CB1785)","v":4},1184,{"$f":"SUMIF(LoadCurve!$AQ$51:$AQ$90,CB1786,LoadCurve!$BJ$51:$BJ$90)","v":1176.3342628715443}]
[null,null,null,null,null,null,null,null,null,null,null,null,null,null,null,null,null,null,null,null,null,null,null,null,null,null,null,null,null,null,null,null,null,null,null,null,null,null,null,null,null,null,null,null,null,null,null,null,null,null,null,null,null,null,null,null,null,null,null,null,null,null,null,null,null,null,null,null,null,null,null,null,null,null,null,76,10,1810,{"$f":"OFFSET(LoadCurve!$D$1,IF($CA$1,BX1812,366-BX1812),BY1812)","v":1161},{"$f":"IF(BZ1812=SUMIF(LoadCurve!$AQ$51:$AQ$90,CB1811,LoadCurve!$BK$51:$BK$90),CB1811+1,CB1811)","v":4},1183,{"$f":"SUMIF(LoadCurve!$AQ$51:$AQ$90,CB1812,LoadCurve!$BJ$51:$BJ$90)","v":1176.3342628715443}]
[null,null,null,null,null,null,null,null,null,null,null,null,null,null,null,null,null,null,null,null,null,null,null,null,null,null,null,null,null,null,null,null,null,null,null,null,null,null,null,null,null,null,null,null,null,null,null,null,null,null,null,null,null,null,null,null,null,null,null,null,null,null,null,null,null,null,null,null,null,null,null,null,null,null,null,77,3,1827,{"$f":"OFFSET(LoadCurve!$D$1,IF($CA$1,BX1829,366-BX1829),BY1829)","v":1054},{"$f":"IF(BZ1829=SUMIF(LoadCurve!$AQ$51:$AQ$90,CB1828,LoadCurve!$BK$51:$BK$90),CB1828+1,CB1828)","v":5},1182,{"$f":"SUMIF(LoadCurve!$AQ$51:$AQ$90,CB1829,LoadCurve!$BJ$51:$BJ$90)","v":1093.6968266041702}]
[null,null,null,null,null,null,null,null,null,null,null,null,null,null,null,null,null,null,null,null,null,null,null,null,null,null,null,null,null,null,null,null,null,null,null,null,null,null,null,null,null,null,null,null,null,null,null,null,null,null,null,null,null,null,null,null,null,null,null,null,null,null,null,null,null,null,null,null,null,null,null,null,null,null,null,77,20,1844,{"$f":"OFFSET(LoadCurve!$D$1,IF($CA$1,BX1846,366-BX1846),BY1846)","v":1297},{"$f":"IF(BZ1846=SUMIF(LoadCurve!$AQ$51:$AQ$90,CB1845,LoadCurve!$BK$51:$BK$90),CB1845+1,CB1845)","v":5},1181,{"$f":"SUMIF(LoadCurve!$AQ$51:$AQ$90,CB1846,LoadCurve!$BJ$51:$BJ$90)","v":1093.6968266041702}]
[null,null,null,null,null,null,null,null,null,null,null,null,null,null,null,null,null,null,null,null,null,null,null,null,null,null,null,null,null,null,null,null,null,null,null,null,null,null,null,null,null,null,null,null,null,null,null,null,null,null,null,null,null,null,null,null,null,null,null,null,null,null,null,null,null,null,null,null,null,null,null,null,null,null,null,78,2,1850,{"$f":"OFFSET(LoadCurve!$D$1,IF($CA$1,BX1852,366-BX1852),BY1852)","v":1067},{"$f":"IF(BZ1852=SUMIF(LoadCurve!$AQ$51:$AQ$90,CB1851,LoadCurve!$BK$51:$BK$90),CB1851+1,CB1851)","v":5},1180,{"$f":"SUMIF(LoadCurve!$AQ$51:$AQ$90,CB1852,LoadCurve!$BJ$51:$BJ$90)","v":1093.6968266041702}]
[null,null,null,null,null,null,null,null,null,null,null,null,null,null,null,null,null,null,null,null,null,null,null,null,null,null,null,null,null,null,null,null,null,null,null,null,null,null,null,null,null,null,null,null,null,null,null,null,null,null,null,null,null,null,null,null,null,null,null,null,null,null,null,null,null,null,null,null,null,null,null,null,null,null,null,79,7,1879,{"$f":"OFFSET(LoadCurve!$D$1,IF($CA$1,BX1881,366-BX1881),BY1881)","v":1023},{"$f":"IF(BZ1881=SUMIF(LoadCurve!$AQ$51:$AQ$90,CB1880,LoadCurve!$BK$51:$BK$90),CB1880+1,CB1880)","v":5},1179,{"$f":"SUMIF(LoadCurve!$AQ$51:$AQ$90,CB1881,LoadCurve!$BJ$51:$BJ$90)","v":1093.6968266041702}]
[null,null,null,null,null,null,null,null,null,null,null,null,null,null,null,null,null,null,null,null,null,null,null,null,null,null,null,null,null,null,null,null,null,null,null,null,null,null,null,null,null,null,null,null,null,null,null,null,null,null,null,null,null,null,null,null,null,null,null,null,null,null,null,null,null,null,null,null,null,null,null,null,null,null,null,79,24,1896,{"$f":"OFFSET(LoadCurve!$D$1,IF($CA$1,BX1898,366-BX1898),BY1898)","v":1175},{"$f":"IF(BZ1898=SUMIF(LoadCurve!$AQ$51:$AQ$90,CB1897,LoadCurve!$BK$51:$BK$90),CB1897+1,CB1897)","v":5},1178,{"$f":"SUMIF(LoadCurve!$AQ$51:$AQ$90,CB1898,LoadCurve!$BJ$51:$BJ$90)","v":1093.6968266041702}]
[null,null,null,null,null,null,null,null,null,null,null,null,null,null,null,null,null,null,null,null,null,null,null,null,null,null,null,null,null,null,null,null,null,null,null,null,null,null,null,null,null,null,null,null,null,null,null,null,null,null,null,null,null,null,null,null,null,null,null,null,null,null,null,null,null,null,null,null,null,null,null,null,null,null,null,80,4,1900,{"$f":"OFFSET(LoadCurve!$D$1,IF($CA$1,BX1902,366-BX1902),BY1902)","v":1082},{"$f":"IF(BZ1902=SUMIF(LoadCurve!$AQ$51:$AQ$90,CB1901,LoadCurve!$BK$51:$BK$90),CB1901+1,CB1901)","v":5},1178,{"$f":"SUMIF(LoadCurve!$AQ$51:$AQ$90,CB1902,LoadCurve!$BJ$51:$BJ$90)","v":1093.6968266041702}]
[null,null,null,null,null,null,null,null,null,null,null,null,null,null,null,null,null,null,null,null,null,null,null,null,null,null,null,null,null,null,null,null,null,null,null,null,null,null,null,null,null,null,null,null,null,null,null,null,null,null,null,null,null,null,null,null,null,null,null,null,null,null,null,null,null,null,null,null,null,null,null,null,null,null,null,80,19,1915,{"$f":"OFFSET(LoadCurve!$D$1,IF($CA$1,BX1917,366-BX1917),BY1917)","v":1271},{"$f":"IF(BZ1917=SUMIF(LoadCurve!$AQ$51:$AQ$90,CB1916,LoadCurve!$BK$51:$BK$90),CB1916+1,CB1916)","v":5},1177,{"$f":"SUMIF(LoadCurve!$AQ$51:$AQ$90,CB1917,LoadCurve!$BJ$51:$BJ$90)","v":1093.6968266041702}]
[null,null,null,null,null,null,null,null,null,null,null,null,null,null,null,null,null,null,null,null,null,null,null,null,null,null,null,null,null,null,null,null,null,null,null,null,null,null,null,null,null,null,null,null,null,null,null,null,null,null,null,null,null,null,null,null,null,null,null,null,null,null,null,null,null,null,null,null,null,null,null,null,null,null,null,81,12,1932,{"$f":"OFFSET(LoadCurve!$D$1,IF($CA$1,BX1934,366-BX1934),BY1934)","v":972},{"$f":"IF(BZ1934=SUMIF(LoadCurve!$AQ$51:$AQ$90,CB1933,LoadCurve!$BK$51:$BK$90),CB1933+1,CB1933)","v":5},1176,{"$f":"SUMIF(LoadCurve!$AQ$51:$AQ$90,CB1934,LoadCurve!$BJ$51:$BJ$90)","v":1093.6968266041702}]
[null,null,null,null,null,null,null,null,null,null,null,null,null,null,null,null,null,null,null,null,null,null,null,null,null,null,null,null,null,null,null,null,null,null,null,null,null,null,null,null,null,null,null,null,null,null,null,null,null,null,null,null,null,null,null,null,null,null,null,null,null,null,null,null,null,null,null,null,null,null,null,null,null,null,null,82,5,1949,{"$f":"OFFSET(LoadCurve!$D$1,IF($CA$1,BX1951,366-BX1951),BY1951)","v":1076},{"$f":"IF(BZ1951=SUMIF(LoadCurve!$AQ$51:$AQ$90,CB1950,LoadCurve!$BK$51:$BK$90),CB1950+1,CB1950)","v":5},1175,{"$f":"SUMIF(LoadCurve!$AQ$51:$AQ$90,CB1951,LoadCurve!$BJ$51:$BJ$90)","v":1093.6968266041702}]
[null,null,null,null,null,null,null,null,null,null,null,null,null,null,null,null,null,null,null,null,null,null,null,null,null,null,null,null,null,null,null,null,null,null,null,null,null,null,null,null,null,null,null,null,null,null,null,null,null,null,null,null,null,null,null,null,null,null,null,null,null,null,null,null,null,null,null,null,null,null,null,null,null,null,null,82,23,1967,{"$f":"OFFSET(LoadCurve!$D$1,IF($CA$1,BX1969,366-BX1969),BY1969)","v":1216},{"$f":"IF(BZ1969=SUMIF(LoadCurve!$AQ$51:$AQ$90,CB1968,LoadCurve!$BK$51:$BK$90),CB1968+1,CB1968)","v":5},1174,{"$f":"SUMIF(LoadCurve!$AQ$51:$AQ$90,CB1969,LoadCurve!$BJ$51:$BJ$90)","v":1093.6968266041702}]
[null,null,null,null,null,null,null,null,null,null,null,null,null,null,null,null,null,null,null,null,null,null,null,null,null,null,null,null,null,null,null,null,null,null,null,null,null,null,null,null,null,null,null,null,null,null,null,null,null,null,null,null,null,null,null,null,null,null,null,null,null,null,null,null,null,null,null,null,null,null,null,null,null,null,null,83,16,1984,{"$f":"OFFSET(LoadCurve!$D$1,IF($CA$1,BX1986,366-BX1986),BY1986)","v":1190},{"$f":"IF(BZ1986=SUMIF(LoadCurve!$AQ$51:$AQ$90,CB1985,LoadCurve!$BK$51:$BK$90),CB1985+1,CB1985)","v":5},1173,{"$f":"SUMIF(LoadCurve!$AQ$51:$AQ$90,CB1986,LoadCurve!$BJ$51:$BJ$90)","v":1093.6968266041702}]
[null,null,null,null,null,null,null,null,null,null,null,null,null,null,null,null,null,null,null,null,null,null,null,null,null,null,null,null,null,null,null,null,null,null,null,null,null,null,null,null,null,null,null,null,null,null,null,null,null,null,null,null,null,null,null,null,null,null,null,null,null,null,null,null,null,null,null,null,null,null,null,null,null,null,null,84,9,2001,{"$f":"OFFSET(LoadCurve!$D$1,IF($CA$1,BX2003,366-BX2003),BY2003)","v":1088},{"$f":"IF(BZ2003=SUMIF(LoadCurve!$AQ$51:$AQ$90,CB2002,LoadCurve!$BK$51:$BK$90),CB2002+1,CB2002)","v":5},1172,{"$f":"SUMIF(LoadCurve!$AQ$51:$AQ$90,CB2003,LoadCurve!$BJ$51:$BJ$90)","v":1093.6968266041702}]
[null,null,null,null,null,null,null,null,null,null,null,null,null,null,null,null,null,null,null,null,null,null,null,null,null,null,null,null,null,null,null,null,null,null,null,null,null,null,null,null,null,null,null,null,null,null,null,null,null,null,null,null,null,null,null,null,null,null,null,null,null,null,null,null,null,null,null,null,null,null,null,null,null,null,null,85,2,2018,{"$f":"OFFSET(LoadCurve!$D$1,IF($CA$1,BX2020,366-BX2020),BY2020)","v":1038},{"$f":"IF(BZ2020=SUMIF(LoadCurve!$AQ$51:$AQ$90,CB2019,LoadCurve!$BK$51:$BK$90),CB2019+1,CB2019)","v":5},1171,{"$f":"SUMIF(LoadCurve!$AQ$51:$AQ$90,CB2020,LoadCurve!$BJ$51:$BJ$90)","v":1093.6968266041702}]
[null,null,null,null,null,null,null,null,null,null,null,null,null,null,null,null,null,null,null,null,null,null,null,null,null,null,null,null,null,null,null,null,null,null,null,null,null,null,null,null,null,null,null,null,null,null,null,null,null,null,null,null,null,null,null,null,null,null,null,null,null,null,null,null,null,null,null,null,null,null,null,null,null,null,null,85,17,2033,{"$f":"OFFSET(LoadCurve!$D$1,IF($CA$1,BX2035,366-BX2035),BY2035)","v":1183},{"$f":"IF(BZ2035=SUMIF(LoadCurve!$AQ$51:$AQ$90,CB2034,LoadCurve!$BK$51:$BK$90),CB2034+1,CB2034)","v":5},1170,{"$f":"SUMIF(LoadCurve!$AQ$51:$AQ$90,CB2035,LoadCurve!$BJ$51:$BJ$90)","v":1093.6968266041702}]
[null,null,null,null,null,null,null,null,null,null,null,null,null,null,null,null,null,null,null,null,null,null,null,null,null,null,null,null,null,null,null,null,null,null,null,null,null,null,null,null,null,null,null,null,null,null,null,null,null,null,null,null,null,null,null,null,null,null,null,null,null,null,null,null,null,null,null,null,null,null,null,null,null,null,null,86,13,2053,{"$f":"OFFSET(LoadCurve!$D$1,IF($CA$1,BX2055,366-BX2055),BY2055)","v":1172},{"$f":"IF(BZ2055=SUMIF(LoadCurve!$AQ$51:$AQ$90,CB2054,LoadCurve!$BK$51:$BK$90),CB2054+1,CB2054)","v":5},1169,{"$f":"SUMIF(LoadCurve!$AQ$51:$AQ$90,CB2055,LoadCurve!$BJ$51:$BJ$90)","v":1093.6968266041702}]
[null,null,null,null,null,null,null,null,null,null,null,null,null,null,null,null,null,null,null,null,null,null,null,null,null,null,null,null,null,null,null,null,null,null,null,null,null,null,null,null,null,null,null,null,null,null,null,null,null,null,null,null,null,null,null,null,null,null,null,null,null,null,null,null,null,null,null,null,null,null,null,null,null,null,null,87,6,2070,{"$f":"OFFSET(LoadCurve!$D$1,IF($CA$1,BX2072,366-BX2072),BY2072)","v":1096},{"$f":"IF(BZ2072=SUMIF(LoadCurve!$AQ$51:$AQ$90,CB2071,LoadCurve!$BK$51:$BK$90),CB2071+1,CB2071)","v":5},1168,{"$f":"SUMIF(LoadCurve!$AQ$51:$AQ$90,CB2072,LoadCurve!$BJ$51:$BJ$90)","v":1093.6968266041702}]
[null,null,null,null,null,null,null,null,null,null,null,null,null,null,null,null,null,null,null,null,null,null,null,null,null,null,null,null,null,null,null,null,null,null,null,null,null,null,null,null,null,null,null,null,null,null,null,null,null,null,null,null,null,null,null,null,null,null,null,null,null,null,null,null,null,null,null,null,null,null,null,null,null,null,null,87,20,2084,{"$f":"OFFSET(LoadCurve!$D$1,IF($CA$1,BX2086,366-BX2086),BY2086)","v":1304},{"$f":"IF(BZ2086=SUMIF(LoadCurve!$AQ$51:$AQ$90,CB2085,LoadCurve!$BK$51:$BK$90),CB2085+1,CB2085)","v":5},1167,{"$f":"SUMIF(LoadCurve!$AQ$51:$AQ$90,CB2086,LoadCurve!$BJ$51:$BJ$90)","v":1093.6968266041702}]
[null,null,null,null,null,null,null,null,null,null,null,null,null,null,null,null,null,null,null,null,null,null,null,null,null,null,null,null,null,null,null,null,null,null,null,null,null,null,null,null,null,null,null,null,null,null,null,null,null,null,null,null,null,null,null,null,null,null,null,null,null,null,null,null,null,null,null,null,null,null,null,null,null,null,null,88,17,2105,{"$f":"OFFSET(LoadCurve!$D$1,IF($CA$1,BX2107,366-BX2107),BY2107)","v":1002},{"$f":"IF(BZ2107=SUMIF(LoadCurve!$AQ$51:$AQ$90,CB2106,LoadCurve!$BK$51:$BK$90),CB2106+1,CB2106)","v":5},1167,{"$f":"SUMIF(LoadCurve!$AQ$51:$AQ$90,CB2107,LoadCurve!$BJ$51:$BJ$90)","v":1093.6968266041702}]
[null,null,null,null,null,null,null,null,null,null,null,null,null,null,null,null,null,null,null,null,null,null,null,null,null,null,null,null,null,null,null,null,null,null,null,null,null,null,null,null,null,null,null,null,null,null,null,null,null,null,null,null,null,null,null,null,null,null,null,null,null,null,null,null,null,null,null,null,null,null,null,null,null,null,null,89,10,2122,{"$f":"OFFSET(LoadCurve!$D$1,IF($CA$1,BX2124,366-BX2124),BY2124)","v":1146},{"$f":"IF(BZ2124=SUMIF(LoadCurve!$AQ$51:$AQ$90,CB2123,LoadCurve!$BK$51:$BK$90),CB2123+1,CB2123)","v":5},1166,{"$f":"SUMIF(LoadCurve!$AQ$51:$AQ$90,CB2124,LoadCurve!$BJ$51:$BJ$90)","v":1093.6968266041702}]
[null,null,null,null,null,null,null,null,null,null,null,null,null,null,null,null,null,null,null,null,null,null,null,null,null,null,null,null,null,null,null,null,null,null,null,null,null,null,null,null,null,null,null,null,null,null,null,null,null,null,null,null,null,null,null,null,null,null,null,null,null,null,null,null,null,null,null,null,null,null,null,null,null,null,null,90,3,2139,{"$f":"OFFSET(LoadCurve!$D$1,IF($CA$1,BX2141,366-BX2141),BY2141)","v":1028},{"$f":"IF(BZ2141=SUMIF(LoadCurve!$AQ$51:$AQ$90,CB2140,LoadCurve!$BK$51:$BK$90),CB2140+1,CB2140)","v":5},1165,{"$f":"SUMIF(LoadCurve!$AQ$51:$AQ$90,CB2141,LoadCurve!$BJ$51:$BJ$90)","v":1093.6968266041702}]
[null,null,null,null,null,null,null,null,null,null,null,null,null,null,null,null,null,null,null,null,null,null,null,null,null,null,null,null,null,null,null,null,null,null,null,null,null,null,null,null,null,null,null,null,null,null,null,null,null,null,null,null,null,null,null,null,null,null,null,null,null,null,null,null,null,null,null,null,null,null,null,null,null,null,null,90,14,2150,{"$f":"OFFSET(LoadCurve!$D$1,IF($CA$1,BX2152,366-BX2152),BY2152)","v":1146},{"$f":"IF(BZ2152=SUMIF(LoadCurve!$AQ$51:$AQ$90,CB2151,LoadCurve!$BK$51:$BK$90),CB2151+1,CB2151)","v":5},1165,{"$f":"SUMIF(LoadCurve!$AQ$51:$AQ$90,CB2152,LoadCurve!$BJ$51:$BJ$90)","v":1093.6968266041702}]
[null,null,null,null,null,null,null,null,null,null,null,null,null,null,null,null,null,null,null,null,null,null,null,null,null,null,null,null,null,null,null,null,null,null,null,null,null,null,null,null,null,null,null,null,null,null,null,null,null,null,null,null,null,null,null,null,null,null,null,null,null,null,null,null,null,null,null,null,null,null,null,null,null,null,null,91,14,2174,{"$f":"OFFSET(LoadCurve!$D$1,IF($CA$1,BX2176,366-BX2176),BY2176)","v":1151},{"$f":"IF(BZ2176=SUMIF(LoadCurve!$AQ$51:$AQ$90,CB2175,LoadCurve!$BK$51:$BK$90),CB2175+1,CB2175)","v":5},1164,{"$f":"SUMIF(LoadCurve!$AQ$51:$AQ$90,CB2176,LoadCurve!$BJ$51:$BJ$90)","v":1093.6968266041702}]
[null,null,null,null,null,null,null,null,null,null,null,null,null,null,null,null,null,null,null,null,null,null,null,null,null,null,null,null,null,null,null,null,null,null,null,null,null,null,null,null,null,null,null,null,null,null,null,null,null,null,null,null,null,null,null,null,null,null,null,null,null,null,null,null,null,null,null,null,null,null,null,null,null,null,null,91,15,2175,{"$f":"OFFSET(LoadCurve!$D$1,IF($CA$1,BX2177,366-BX2177),BY2177)","v":1154},{"$f":"IF(BZ2177=SUMIF(LoadCurve!$AQ$51:$AQ$90,CB2176,LoadCurve!$BK$51:$BK$90),CB2176+1,CB2176)","v":5},1163.4000000000001,{"$f":"SUMIF(LoadCurve!$AQ$51:$AQ$90,CB2177,LoadCurve!$BJ$51:$BJ$90)","v":1093.6968266041702}]
[null,null,null,null,null,null,null,null,null,null,null,null,null,null,null,null,null,null,null,null,null,null,null,null,null,null,null,null,null,null,null,null,null,null,null,null,null,null,null,null,null,null,null,null,null,null,null,null,null,null,null,null,null,null,null,null,null,null,null,null,null,null,null,null,null,null,null,null,null,null,null,null,null,null,null,92,8,2192,{"$f":"OFFSET(LoadCurve!$D$1,IF($CA$1,BX2194,366-BX2194),BY2194)","v":1065},{"$f":"IF(BZ2194=SUMIF(LoadCurve!$AQ$51:$AQ$90,CB2193,LoadCurve!$BK$51:$BK$90),CB2193+1,CB2193)","v":5},1163,{"$f":"SUMIF(LoadCurve!$AQ$51:$AQ$90,CB2194,LoadCurve!$BJ$51:$BJ$90)","v":1093.6968266041702}]
[null,null,null,null,null,null,null,null,null,null,null,null,null,null,null,null,null,null,null,null,null,null,null,null,null,null,null,null,null,null,null,null,null,null,null,null,null,null,null,null,null,null,null,null,null,null,null,null,null,null,null,null,null,null,null,null,null,null,null,null,null,null,null,null,null,null,null,null,null,null,null,null,null,null,null,93,9,2217,{"$f":"OFFSET(LoadCurve!$D$1,IF($CA$1,BX2219,366-BX2219),BY2219)","v":1082},{"$f":"IF(BZ2219=SUMIF(LoadCurve!$AQ$51:$AQ$90,CB2218,LoadCurve!$BK$51:$BK$90),CB2218+1,CB2218)","v":5},1161,{"$f":"SUMIF(LoadCurve!$AQ$51:$AQ$90,CB2219,LoadCurve!$BJ$51:$BJ$90)","v":1093.6968266041702}]
[null,null,null,null,null,null,null,null,null,null,null,null,null,null,null,null,null,null,null,null,null,null,null,null,null,null,null,null,null,null,null,null,null,null,null,null,null,null,null,null,null,null,null,null,null,null,null,null,null,null,null,null,null,null,null,null,null,null,null,null,null,null,null,null,null,null,null,null,null,null,null,null,null,null,null,93,19,2227,{"$f":"OFFSET(LoadCurve!$D$1,IF($CA$1,BX2229,366-BX2229),BY2229)","v":1258},{"$f":"IF(BZ2229=SUMIF(LoadCurve!$AQ$51:$AQ$90,CB2228,LoadCurve!$BK$51:$BK$90),CB2228+1,CB2228)","v":5},1161,{"$f":"SUMIF(LoadCurve!$AQ$51:$AQ$90,CB2229,LoadCurve!$BJ$51:$BJ$90)","v":1093.6968266041702}]
[null,null,null,null,null,null,null,null,null,null,null,null,null,null,null,null,null,null,null,null,null,null,null,null,null,null,null,null,null,null,null,null,null,null,null,null,null,null,null,null,null,null,null,null,null,null,null,null,null,null,null,null,null,null,null,null,null,null,null,null,null,null,null,null,null,null,null,null,null,null,null,null,null,null,null,94,12,2244,{"$f":"OFFSET(LoadCurve!$D$1,IF($CA$1,BX2246,366-BX2246),BY2246)","v":1062},{"$f":"IF(BZ2246=SUMIF(LoadCurve!$AQ$51:$AQ$90,CB2245,LoadCurve!$BK$51:$BK$90),CB2245+1,CB2245)","v":5},1160,{"$f":"SUMIF(LoadCurve!$AQ$51:$AQ$90,CB2246,LoadCurve!$BJ$51:$BJ$90)","v":1093.6968266041702}]
[null,null,null,null,null,null,null,null,null,null,null,null,null,null,null,null,null,null,null,null,null,null,null,null,null,null,null,null,null,null,null,null,null,null,null,null,null,null,null,null,null,null,null,null,null,null,null,null,null,null,null,null,null,null,null,null,null,null,null,null,null,null,null,null,null,null,null,null,null,null,null,null,null,null,null,95,11,2267,{"$f":"OFFSET(LoadCurve!$D$1,IF($CA$1,BX2269,366-BX2269),BY2269)","v":908},{"$f":"IF(BZ2269=SUMIF(LoadCurve!$AQ$51:$AQ$90,CB2268,LoadCurve!$BK$51:$BK$90),CB2268+1,CB2268)","v":5},1160,{"$f":"SUMIF(LoadCurve!$AQ$51:$AQ$90,CB2269,LoadCurve!$BJ$51:$BJ$90)","v":1093.6968266041702}]
[null,null,null,null,null,null,null,null,null,null,null,null,null,null,null,null,null,null,null,null,null,null,null,null,null,null,null,null,null,null,null,null,null,null,null,null,null,null,null,null,null,null,null,null,null,null,null,null,null,null,null,null,null,null,null,null,null,null,null,null,null,null,null,null,null,null,null,null,null,null,null,null,null,null,null,95,23,2279,{"$f":"OFFSET(LoadCurve!$D$1,IF($CA$1,BX2281,366-BX2281),BY2281)","v":1172},{"$f":"IF(BZ2281=SUMIF(LoadCurve!$AQ$51:$AQ$90,CB2280,LoadCurve!$BK$51:$BK$90),CB2280+1,CB2280)","v":5},1159,{"$f":"SUMIF(LoadCurve!$AQ$51:$AQ$90,CB2281,LoadCurve!$BJ$51:$BJ$90)","v":1093.6968266041702}]
[null,null,null,null,null,null,null,null,null,null,null,null,null,null,null,null,null,null,null,null,null,null,null,null,null,null,null,null,null,null,null,null,null,null,null,null,null,null,null,null,null,null,null,null,null,null,null,null,null,null,null,null,null,null,null,null,null,null,null,null,null,null,null,null,null,null,null,null,null,null,null,null,null,null,null,96,16,2296,{"$f":"OFFSET(LoadCurve!$D$1,IF($CA$1,BX2298,366-BX2298),BY2298)","v":1228},{"$f":"IF(BZ2298=SUMIF(LoadCurve!$AQ$51:$AQ$90,CB2297,LoadCurve!$BK$51:$BK$90),CB2297+1,CB2297)","v":5},1158,{"$f":"SUMIF(LoadCurve!$AQ$51:$AQ$90,CB2298,LoadCurve!$BJ$51:$BJ$90)","v":1093.6968266041702}]
[null,null,null,null,null,null,null,null,null,null,null,null,null,null,null,null,null,null,null,null,null,null,null,null,null,null,null,null,null,null,null,null,null,null,null,null,null,null,null,null,null,null,null,null,null,null,null,null,null,null,null,null,null,null,null,null,null,null,null,null,null,null,null,null,null,null,null,null,null,null,null,null,null,null,null,97,9,2313,{"$f":"OFFSET(LoadCurve!$D$1,IF($CA$1,BX2315,366-BX2315),BY2315)","v":1118},{"$f":"IF(BZ2315=SUMIF(LoadCurve!$AQ$51:$AQ$90,CB2314,LoadCurve!$BK$51:$BK$90),CB2314+1,CB2314)","v":5},1157,{"$f":"SUMIF(LoadCurve!$AQ$51:$AQ$90,CB2315,LoadCurve!$BJ$51:$BJ$90)","v":1093.6968266041702}]
[null,null,null,null,null,null,null,null,null,null,null,null,null,null,null,null,null,null,null,null,null,null,null,null,null,null,null,null,null,null,null,null,null,null,null,null,null,null,null,null,null,null,null,null,null,null,null,null,null,null,null,null,null,null,null,null,null,null,null,null,null,null,null,null,null,null,null,null,null,null,null,null,null,null,null,98,5,2333,{"$f":"OFFSET(LoadCurve!$D$1,IF($CA$1,BX2335,366-BX2335),BY2335)","v":1075},{"$f":"IF(BZ2335=SUMIF(LoadCurve!$AQ$51:$AQ$90,CB2334,LoadCurve!$BK$51:$BK$90),CB2334+1,CB2334)","v":5},1156,{"$f":"SUMIF(LoadCurve!$AQ$51:$AQ$90,CB2335,LoadCurve!$BJ$51:$BJ$90)","v":1093.6968266041702}]
[null,null,null,null,null,null,null,null,null,null,null,null,null,null,null,null,null,null,null,null,null,null,null,null,null,null,null,null,null,null,null,null,null,null,null,null,null,null,null,null,null,null,null,null,null,null,null,null,null,null,null,null,null,null,null,null,null,null,null,null,null,null,null,null,null,null,null,null,null,null,null,null,null,null,null,98,20,2348,{"$f":"OFFSET(LoadCurve!$D$1,IF($CA$1,BX2350,366-BX2350),BY2350)","v":1306},{"$f":"IF(BZ2350=SUMIF(LoadCurve!$AQ$51:$AQ$90,CB2349,LoadCurve!$BK$51:$BK$90),CB2349+1,CB2349)","v":5},1156,{"$f":"SUMIF(LoadCurve!$AQ$51:$AQ$90,CB2350,LoadCurve!$BJ$51:$BJ$90)","v":1093.6968266041702}]
[null,null,null,null,null,null,null,null,null,null,null,null,null,null,null,null,null,null,null,null,null,null,null,null,null,null,null,null,null,null,null,null,null,null,null,null,null,null,null,null,null,null,null,null,null,null,null,null,null,null,null,null,null,null,null,null,null,null,null,null,null,null,null,null,null,null,null,null,null,null,null,null,null,null,null,99,13,2365,{"$f":"OFFSET(LoadCurve!$D$1,IF($CA$1,BX2367,366-BX2367),BY2367)","v":1145},{"$f":"IF(BZ2367=SUMIF(LoadCurve!$AQ$51:$AQ$90,CB2366,LoadCurve!$BK$51:$BK$90),CB2366+1,CB2366)","v":5},1155,{"$f":"SUMIF(LoadCurve!$AQ$51:$AQ$90,CB2367,LoadCurve!$BJ$51:$BJ$90)","v":1093.6968266041702}]
[null,null,null,null,null,null,null,null,null,null,null,null,null,null,null,null,null,null,null,null,null,null,null,null,null,null,null,null,null,null,null,null,null,null,null,null,null,null,null,null,null,null,null,null,null,null,null,null,null,null,null,null,null,null,null,null,null,null,null,null,null,null,null,null,null,null,null,null,null,null,null,null,null,null,null,100,7,2383,{"$f":"OFFSET(LoadCurve!$D$1,IF($CA$1,BX2385,366-BX2385),BY2385)","v":979},{"$f":"IF(BZ2385=SUMIF(LoadCurve!$AQ$51:$AQ$90,CB2384,LoadCurve!$BK$51:$BK$90),CB2384+1,CB2384)","v":5},1155,{"$f":"SUMIF(LoadCurve!$AQ$51:$AQ$90,CB2385,LoadCurve!$BJ$51:$BJ$90)","v":1093.6968266041702}]
[null,null,null,null,null,null,null,null,null,null,null,null,null,null,null,null,null,null,null,null,null,null,null,null,null,null,null,null,null,null,null,null,null,null,null,null,null,null,null,null,null,null,null,null,null,null,null,null,null,null,null,null,null,null,null,null,null,null,null,null,null,null,null,null,null,null,null,null,null,null,null,null,null,null,null,100,24,2400,{"$f":"OFFSET(LoadCurve!$D$1,IF($CA$1,BX2402,366-BX2402),BY2402)","v":1120},{"$f":"IF(BZ2402=SUMIF(LoadCurve!$AQ$51:$AQ$90,CB2401,LoadCurve!$BK$51:$BK$90),CB2401+1,CB2401)","v":5},1154,{"$f":"SUMIF(LoadCurve!$AQ$51:$AQ$90,CB2402,LoadCurve!$BJ$51:$BJ$90)","v":1093.6968266041702}]
[null,null,null,null,null,null,null,null,null,null,null,null,null,null,null,null,null,null,null,null,null,null,null,null,null,null,null,null,null,null,null,null,null,null,null,null,null,null,null,null,null,null,null,null,null,null,null,null,null,null,null,null,null,null,null,null,null,null,null,null,null,null,null,null,null,null,null,null,null,null,null,null,null,null,null,101,17,2417,{"$f":"OFFSET(LoadCurve!$D$1,IF($CA$1,BX2419,366-BX2419),BY2419)","v":1115},{"$f":"IF(BZ2419=SUMIF(LoadCurve!$AQ$51:$AQ$90,CB2418,LoadCurve!$BK$51:$BK$90),CB2418+1,CB2418)","v":5},1153,{"$f":"SUMIF(LoadCurve!$AQ$51:$AQ$90,CB2419,LoadCurve!$BJ$51:$BJ$90)","v":1093.6968266041702}]
[null,null,null,null,null,null,null,null,null,null,null,null,null,null,null,null,null,null,null,null,null,null,null,null,null,null,null,null,null,null,null,null,null,null,null,null,null,null,null,null,null,null,null,null,null,null,null,null,null,null,null,null,null,null,null,null,null,null,null,null,null,null,null,null,null,null,null,null,null,null,null,null,null,null,null,102,10,{"$f":"BZ2435+1","v":2434},{"$f":"OFFSET(LoadCurve!$D$1,IF($CA$1,BX2436,366-BX2436),BY2436)","v":953},{"$f":"IF(BZ2436=SUMIF(LoadCurve!$AQ$51:$AQ$90,CB2435,LoadCurve!$BK$51:$BK$90),CB2435+1,CB2435)","v":5},1152,{"$f":"SUMIF(LoadCurve!$AQ$51:$AQ$90,CB2436,LoadCurve!$BJ$51:$BJ$90)","v":1093.6968266041702}]
[null,null,null,null,null,null,null,null,null,null,null,null,null,null,null,null,null,null,null,null,null,null,null,null,null,null,null,null,null,null,null,null,null,null,null,null,null,null,null,null,null,null,null,null,null,null,null,null,null,null,null,null,null,null,null,null,null,null,null,null,null,null,null,null,null,null,null,null,null,null,null,null,null,null,null,103,2,2450,{"$f":"OFFSET(LoadCurve!$D$1,IF($CA$1,BX2452,366-BX2452),BY2452)","v":1033},{"$f":"IF(BZ2452=SUMIF(LoadCurve!$AQ$51:$AQ$90,CB2451,LoadCurve!$BK$51:$BK$90),CB2451+1,CB2451)","v":5},1151.0999999999999,{"$f":"SUMIF(LoadCurve!$AQ$51:$AQ$90,CB2452,LoadCurve!$BJ$51:$BJ$90)","v":1093.6968266041702}]
[null,null,null,null,null,null,null,null,null,null,null,null,null,null,null,null,null,null,null,null,null,null,null,null,null,null,null,null,null,null,null,null,null,null,null,null,null,null,null,null,null,null,null,null,null,null,null,null,null,null,null,null,null,null,null,null,null,null,null,null,null,null,null,null,null,null,null,null,null,null,null,null,null,null,null,103,5,2453,{"$f":"OFFSET(LoadCurve!$D$1,IF($CA$1,BX2455,366-BX2455),BY2455)","v":997},{"$f":"IF(BZ2455=SUMIF(LoadCurve!$AQ$51:$AQ$90,CB2454,LoadCurve!$BK$51:$BK$90),CB2454+1,CB2454)","v":5},1151,{"$f":"SUMIF(LoadCurve!$AQ$51:$AQ$90,CB2455,LoadCurve!$BJ$51:$BJ$90)","v":1093.6968266041702}]
[null,null,null,null,null,null,null,null,null,null,null,null,null,null,null,null,null,null,null,null,null,null,null,null,null,null,null,null,null,null,null,null,null,null,null,null,null,null,null,null,null,null,null,null,null,null,null,null,null,null,null,null,null,null,null,null,null,null,null,null,null,null,null,null,null,null,null,null,null,null,null,null,null,null,null,103,22,2470,{"$f":"OFFSET(LoadCurve!$D$1,IF($CA$1,BX2472,366-BX2472),BY2472)","v":935},{"$f":"IF(BZ2472=SUMIF(LoadCurve!$AQ$51:$AQ$90,CB2471,LoadCurve!$BK$51:$BK$90),CB2471+1,CB2471)","v":5},1150,{"$f":"SUMIF(LoadCurve!$AQ$51:$AQ$90,CB2472,LoadCurve!$BJ$51:$BJ$90)","v":1093.6968266041702}]
[null,null,null,null,null,null,null,null,null,null,null,null,null,null,null,null,null,null,null,null,null,null,null,null,null,null,null,null,null,null,null,null,null,null,null,null,null,null,null,null,null,null,null,null,null,null,null,null,null,null,null,null,null,null,null,null,null,null,null,null,null,null,null,null,null,null,null,null,null,null,null,null,null,null,null,104,15,2487,{"$f":"OFFSET(LoadCurve!$D$1,IF($CA$1,BX2489,366-BX2489),BY2489)","v":1122},{"$f":"IF(BZ2489=SUMIF(LoadCurve!$AQ$51:$AQ$90,CB2488,LoadCurve!$BK$51:$BK$90),CB2488+1,CB2488)","v":5},1150,{"$f":"SUMIF(LoadCurve!$AQ$51:$AQ$90,CB2489,LoadCurve!$BJ$51:$BJ$90)","v":1093.6968266041702}]
[null,null,null,null,null,null,null,null,null,null,null,null,null,null,null,null,null,null,null,null,null,null,null,null,null,null,null,null,null,null,null,null,null,null,null,null,null,null,null,null,null,null,null,null,null,null,null,null,null,null,null,null,null,null,null,null,null,null,null,null,null,null,null,null,null,null,null,null,null,null,null,null,null,null,null,105,20,2516,{"$f":"OFFSET(LoadCurve!$D$1,IF($CA$1,BX2518,366-BX2518),BY2518)","v":1253},{"$f":"IF(BZ2518=SUMIF(LoadCurve!$AQ$51:$AQ$90,CB2517,LoadCurve!$BK$51:$BK$90),CB2517+1,CB2517)","v":5},1148,{"$f":"SUMIF(LoadCurve!$AQ$51:$AQ$90,CB2518,LoadCurve!$BJ$51:$BJ$90)","v":1093.6968266041702}]
[null,null,null,null,null,null,null,null,null,null,null,null,null,null,null,null,null,null,null,null,null,null,null,null,null,null,null,null,null,null,null,null,null,null,null,null,null,null,null,null,null,null,null,null,null,null,null,null,null,null,null,null,null,null,null,null,null,null,null,null,null,null,null,null,null,null,null,null,null,null,null,null,null,null,null,106,2,2522,{"$f":"OFFSET(LoadCurve!$D$1,IF($CA$1,BX2524,366-BX2524),BY2524)","v":1060},{"$f":"IF(BZ2524=SUMIF(LoadCurve!$AQ$51:$AQ$90,CB2523,LoadCurve!$BK$51:$BK$90),CB2523+1,CB2523)","v":5},1148,{"$f":"SUMIF(LoadCurve!$AQ$51:$AQ$90,CB2524,LoadCurve!$BJ$51:$BJ$90)","v":1093.6968266041702}]
[null,null,null,null,null,null,null,null,null,null,null,null,null,null,null,null,null,null,null,null,null,null,null,null,null,null,null,null,null,null,null,null,null,null,null,null,null,null,null,null,null,null,null,null,null,null,null,null,null,null,null,null,null,null,null,null,null,null,null,null,null,null,null,null,null,null,null,null,null,null,null,null,null,null,null,106,19,2539,{"$f":"OFFSET(LoadCurve!$D$1,IF($CA$1,BX2541,366-BX2541),BY2541)","v":1232},{"$f":"IF(BZ2541=SUMIF(LoadCurve!$AQ$51:$AQ$90,CB2540,LoadCurve!$BK$51:$BK$90),CB2540+1,CB2540)","v":5},1147.5999999999999,{"$f":"SUMIF(LoadCurve!$AQ$51:$AQ$90,CB2541,LoadCurve!$BJ$51:$BJ$90)","v":1093.6968266041702}]
[null,null,null,null,null,null,null,null,null,null,null,null,null,null,null,null,null,null,null,null,null,null,null,null,null,null,null,null,null,null,null,null,null,null,null,null,null,null,null,null,null,null,null,null,null,null,null,null,null,null,null,null,null,null,null,null,null,null,null,null,null,null,null,null,null,null,null,null,null,null,null,null,null,null,null,107,6,2550,{"$f":"OFFSET(LoadCurve!$D$1,IF($CA$1,BX2552,366-BX2552),BY2552)","v":1028},{"$f":"IF(BZ2552=SUMIF(LoadCurve!$AQ$51:$AQ$90,CB2551,LoadCurve!$BK$51:$BK$90),CB2551+1,CB2551)","v":5},1147,{"$f":"SUMIF(LoadCurve!$AQ$51:$AQ$90,CB2552,LoadCurve!$BJ$51:$BJ$90)","v":1093.6968266041702}]
[null,null,null,null,null,null,null,null,null,null,null,null,null,null,null,null,null,null,null,null,null,null,null,null,null,null,null,null,null,null,null,null,null,null,null,null,null,null,null,null,null,null,null,null,null,null,null,null,null,null,null,null,null,null,null,null,null,null,null,null,null,null,null,null,null,null,null,null,null,null,null,null,null,null,null,108,6,2574,{"$f":"OFFSET(LoadCurve!$D$1,IF($CA$1,BX2576,366-BX2576),BY2576)","v":1000},{"$f":"IF(BZ2576=SUMIF(LoadCurve!$AQ$51:$AQ$90,CB2575,LoadCurve!$BK$51:$BK$90),CB2575+1,CB2575)","v":5},1146,{"$f":"SUMIF(LoadCurve!$AQ$51:$AQ$90,CB2576,LoadCurve!$BJ$51:$BJ$90)","v":1093.6968266041702}]
[null,null,null,null,null,null,null,null,null,null,null,null,null,null,null,null,null,null,null,null,null,null,null,null,null,null,null,null,null,null,null,null,null,null,null,null,null,null,null,null,null,null,null,null,null,null,null,null,null,null,null,null,null,null,null,null,null,null,null,null,null,null,null,null,null,null,null,null,null,null,null,null,null,null,null,108,23,2591,{"$f":"OFFSET(LoadCurve!$D$1,IF($CA$1,BX2593,366-BX2593),BY2593)","v":1206},{"$f":"IF(BZ2593=SUMIF(LoadCurve!$AQ$51:$AQ$90,CB2592,LoadCurve!$BK$51:$BK$90),CB2592+1,CB2592)","v":5},1145,{"$f":"SUMIF(LoadCurve!$AQ$51:$AQ$90,CB2593,LoadCurve!$BJ$51:$BJ$90)","v":1093.6968266041702}]
[null,null,null,null,null,null,null,null,null,null,null,null,null,null,null,null,null,null,null,null,null,null,null,null,null,null,null,null,null,null,null,null,null,null,null,null,null,null,null,null,null,null,null,null,null,null,null,null,null,null,null,null,null,null,null,null,null,null,null,null,null,null,null,null,null,null,null,null,null,null,null,null,null,null,null,109,16,2608,{"$f":"OFFSET(LoadCurve!$D$1,IF($CA$1,BX2610,366-BX2610),BY2610)","v":1001},{"$f":"IF(BZ2610=SUMIF(LoadCurve!$AQ$51:$AQ$90,CB2609,LoadCurve!$BK$51:$BK$90),CB2609+1,CB2609)","v":5},1144,{"$f":"SUMIF(LoadCurve!$AQ$51:$AQ$90,CB2610,LoadCurve!$BJ$51:$BJ$90)","v":1093.6968266041702}]
[null,null,null,null,null,null,null,null,null,null,null,null,null,null,null,null,null,null,null,null,null,null,null,null,null,null,null,null,null,null,null,null,null,null,null,null,null,null,null,null,null,null,null,null,null,null,null,null,null,null,null,null,null,null,null,null,null,null,null,null,null,null,null,null,null,null,null,null,null,null,null,null,null,null,null,109,24,2616,{"$f":"OFFSET(LoadCurve!$D$1,IF($CA$1,BX2618,366-BX2618),BY2618)","v":1120},{"$f":"IF(BZ2618=SUMIF(LoadCurve!$AQ$51:$AQ$90,CB2617,LoadCurve!$BK$51:$BK$90),CB2617+1,CB2617)","v":5},1144,{"$f":"SUMIF(LoadCurve!$AQ$51:$AQ$90,CB2618,LoadCurve!$BJ$51:$BJ$90)","v":1093.6968266041702}]
[null,null,null,null,null,null,null,null,null,null,null,null,null,null,null,null,null,null,null,null,null,null,null,null,null,null,null,null,null,null,null,null,null,null,null,null,null,null,null,null,null,null,null,null,null,null,null,null,null,null,null,null,null,null,null,null,null,null,null,null,null,null,null,null,null,null,null,null,null,null,null,null,null,null,null,111,3,2643,{"$f":"OFFSET(LoadCurve!$D$1,IF($CA$1,BX2645,366-BX2645),BY2645)","v":833},{"$f":"IF(BZ2645=SUMIF(LoadCurve!$AQ$51:$AQ$90,CB2644,LoadCurve!$BK$51:$BK$90),CB2644+1,CB2644)","v":5},1143,{"$f":"SUMIF(LoadCurve!$AQ$51:$AQ$90,CB2645,LoadCurve!$BJ$51:$BJ$90)","v":1093.6968266041702}]
[null,null,null,null,null,null,null,null,null,null,null,null,null,null,null,null,null,null,null,null,null,null,null,null,null,null,null,null,null,null,null,null,null,null,null,null,null,null,null,null,null,null,null,null,null,null,null,null,null,null,null,null,null,null,null,null,null,null,null,null,null,null,null,null,null,null,null,null,null,null,null,null,null,null,null,111,20,2660,{"$f":"OFFSET(LoadCurve!$D$1,IF($CA$1,BX2662,366-BX2662),BY2662)","v":1250},{"$f":"IF(BZ2662=SUMIF(LoadCurve!$AQ$51:$AQ$90,CB2661,LoadCurve!$BK$51:$BK$90),CB2661+1,CB2661)","v":5},1142,{"$f":"SUMIF(LoadCurve!$AQ$51:$AQ$90,CB2662,LoadCurve!$BJ$51:$BJ$90)","v":1093.6968266041702}]
[null,null,null,null,null,null,null,null,null,null,null,null,null,null,null,null,null,null,null,null,null,null,null,null,null,null,null,null,null,null,null,null,null,null,null,null,null,null,null,null,null,null,null,null,null,null,null,null,null,null,null,null,null,null,null,null,null,null,null,null,null,null,null,null,null,null,null,null,null,null,null,null,null,null,null,112,13,2677,{"$f":"OFFSET(LoadCurve!$D$1,IF($CA$1,BX2679,366-BX2679),BY2679)","v":1149},{"$f":"IF(BZ2679=SUMIF(LoadCurve!$AQ$51:$AQ$90,CB2678,LoadCurve!$BK$51:$BK$90),CB2678+1,CB2678)","v":5},1142,{"$f":"SUMIF(LoadCurve!$AQ$51:$AQ$90,CB2679,LoadCurve!$BJ$51:$BJ$90)","v":1093.6968266041702}]
[null,null,null,null,null,null,null,null,null,null,null,null,null,null,null,null,null,null,null,null,null,null,null,null,null,null,null,null,null,null,null,null,null,null,null,null,null,null,null,null,null,null,null,null,null,null,null,null,null,null,null,null,null,null,null,null,null,null,null,null,null,null,null,null,null,null,null,null,null,null,null,null,null,null,null,112,19,2683,{"$f":"OFFSET(LoadCurve!$D$1,IF($CA$1,BX2685,366-BX2685),BY2685)","v":1268},{"$f":"IF(BZ2685=SUMIF(LoadCurve!$AQ$51:$AQ$90,CB2684,LoadCurve!$BK$51:$BK$90),CB2684+1,CB2684)","v":5},1141,{"$f":"SUMIF(LoadCurve!$AQ$51:$AQ$90,CB2685,LoadCurve!$BJ$51:$BJ$90)","v":1093.6968266041702}]
[null,null,null,null,null,null,null,null,null,null,null,null,null,null,null,null,null,null,null,null,null,null,null,null,null,null,null,null,null,null,null,null,null,null,null,null,null,null,null,null,null,null,null,null,null,null,null,null,null,null,null,null,null,null,null,null,null,null,null,null,null,null,null,null,null,null,null,null,null,null,null,null,null,null,null,113,8,2696,{"$f":"OFFSET(LoadCurve!$D$1,IF($CA$1,BX2698,366-BX2698),BY2698)","v":1079},{"$f":"IF(BZ2698=SUMIF(LoadCurve!$AQ$51:$AQ$90,CB2697,LoadCurve!$BK$51:$BK$90),CB2697+1,CB2697)","v":5},1141,{"$f":"SUMIF(LoadCurve!$AQ$51:$AQ$90,CB2698,LoadCurve!$BJ$51:$BJ$90)","v":1093.6968266041702}]
[null,null,null,null,null,null,null,null,null,null,null,null,null,null,null,null,null,null,null,null,null,null,null,null,null,null,null,null,null,null,null,null,null,null,null,null,null,null,null,null,null,null,null,null,null,null,null,null,null,null,null,null,null,null,null,null,null,null,null,null,null,null,null,null,null,null,null,null,null,null,null,null,null,null,null,114,{"$f":"BY2691","v":1},2713,{"$f":"OFFSET(LoadCurve!$D$1,IF($CA$1,BX2715,366-BX2715),BY2715)","v":1051},{"$f":"IF(BZ2715=SUMIF(LoadCurve!$AQ$51:$AQ$90,CB2714,LoadCurve!$BK$51:$BK$90),CB2714+1,CB2714)","v":5},1140,{"$f":"SUMIF(LoadCurve!$AQ$51:$AQ$90,CB2715,LoadCurve!$BJ$51:$BJ$90)","v":1093.6968266041702}]
[null,null,null,null,null,null,null,null,null,null,null,null,null,null,null,null,null,null,null,null,null,null,null,null,null,null,null,null,null,null,null,null,null,null,null,null,null,null,null,null,null,null,null,null,null,null,null,null,null,null,null,null,null,null,null,null,null,null,null,null,null,null,null,null,null,null,null,null,null,null,null,null,null,null,null,114,21,2733,{"$f":"OFFSET(LoadCurve!$D$1,IF($CA$1,BX2735,366-BX2735),BY2735)","v":1016},{"$f":"IF(BZ2735=SUMIF(LoadCurve!$AQ$51:$AQ$90,CB2734,LoadCurve!$BK$51:$BK$90),CB2734+1,CB2734)","v":5},1140,{"$f":"SUMIF(LoadCurve!$AQ$51:$AQ$90,CB2735,LoadCurve!$BJ$51:$BJ$90)","v":1093.6968266041702}]
[null,null,null,null,null,null,null,null,null,null,null,null,null,null,null,null,null,null,null,null,null,null,null,null,null,null,null,null,null,null,null,null,null,null,null,null,null,null,null,null,null,null,null,null,null,null,null,null,null,null,null,null,null,null,null,null,null,null,null,null,null,null,null,null,null,null,null,null,null,null,null,null,null,null,null,115,12,2748,{"$f":"OFFSET(LoadCurve!$D$1,IF($CA$1,BX2750,366-BX2750),BY2750)","v":938},{"$f":"IF(BZ2750=SUMIF(LoadCurve!$AQ$51:$AQ$90,CB2749,LoadCurve!$BK$51:$BK$90),CB2749+1,CB2749)","v":5},1139,{"$f":"SUMIF(LoadCurve!$AQ$51:$AQ$90,CB2750,LoadCurve!$BJ$51:$BJ$90)","v":1093.6968266041702}]
[null,null,null,null,null,null,null,null,null,null,null,null,null,null,null,null,null,null,null,null,null,null,null,null,null,null,null,null,null,null,null,null,null,null,null,null,null,null,null,null,null,null,null,null,null,null,null,null,null,null,null,null,null,null,null,null,null,null,null,null,null,null,null,null,null,null,null,null,null,null,null,null,null,null,null,116,5,2765,{"$f":"OFFSET(LoadCurve!$D$1,IF($CA$1,BX2767,366-BX2767),BY2767)","v":982},{"$f":"IF(BZ2767=SUMIF(LoadCurve!$AQ$51:$AQ$90,CB2766,LoadCurve!$BK$51:$BK$90),CB2766+1,CB2766)","v":5},1138,{"$f":"SUMIF(LoadCurve!$AQ$51:$AQ$90,CB2767,LoadCurve!$BJ$51:$BJ$90)","v":1093.6968266041702}]
[null,null,null,null,null,null,null,null,null,null,null,null,null,null,null,null,null,null,null,null,null,null,null,null,null,null,null,null,null,null,null,null,null,null,null,null,null,null,null,null,null,null,null,null,null,null,null,null,null,null,null,null,null,null,null,null,null,null,null,null,null,null,null,null,null,null,null,null,null,null,null,null,null,null,null,116,22,2782,{"$f":"OFFSET(LoadCurve!$D$1,IF($CA$1,BX2784,366-BX2784),BY2784)","v":1229},{"$f":"IF(BZ2784=SUMIF(LoadCurve!$AQ$51:$AQ$90,CB2783,LoadCurve!$BK$51:$BK$90),CB2783+1,CB2783)","v":5},1137,{"$f":"SUMIF(LoadCurve!$AQ$51:$AQ$90,CB2784,LoadCurve!$BJ$51:$BJ$90)","v":1093.6968266041702}]
[null,null,null,null,null,null,null,null,null,null,null,null,null,null,null,null,null,null,null,null,null,null,null,null,null,null,null,null,null,null,null,null,null,null,null,null,null,null,null,null,null,null,null,null,null,null,null,null,null,null,null,null,null,null,null,null,null,null,null,null,null,null,null,null,null,null,null,null,null,null,null,null,null,null,null,117,15,2799,{"$f":"OFFSET(LoadCurve!$D$1,IF($CA$1,BX2801,366-BX2801),BY2801)","v":1119},{"$f":"IF(BZ2801=SUMIF(LoadCurve!$AQ$51:$AQ$90,CB2800,LoadCurve!$BK$51:$BK$90),CB2800+1,CB2800)","v":5},1136,{"$f":"SUMIF(LoadCurve!$AQ$51:$AQ$90,CB2801,LoadCurve!$BJ$51:$BJ$90)","v":1093.6968266041702}]
[null,null,null,null,null,null,null,null,null,null,null,null,null,null,null,null,null,null,null,null,null,null,null,null,null,null,null,null,null,null,null,null,null,null,null,null,null,null,null,null,null,null,null,null,null,null,null,null,null,null,null,null,null,null,null,null,null,null,null,null,null,null,null,null,null,null,null,null,null,null,null,null,null,null,null,{"$f":"ROUNDDOWN((BZ2819-1)/24,0)+1","v":118},9,2817,{"$f":"OFFSET(LoadCurve!$D$1,IF($CA$1,BX2819,366-BX2819),BY2819)","v":1129},{"$f":"IF(BZ2819=SUMIF(LoadCurve!$AQ$51:$AQ$90,CB2818,LoadCurve!$BK$51:$BK$90),CB2818+1,CB2818)","v":5},1135.9000000000001,{"$f":"SUMIF(LoadCurve!$AQ$51:$AQ$90,CB2819,LoadCurve!$BJ$51:$BJ$90)","v":1093.6968266041702}]
[null,null,null,null,null,null,null,null,null,null,null,null,null,null,null,null,null,null,null,null,null,null,null,null,null,null,null,null,null,null,null,null,null,null,null,null,null,null,null,null,null,null,null,null,null,null,null,null,null,null,null,null,null,null,null,null,null,null,null,null,null,null,null,null,null,null,null,null,null,null,null,null,null,null,null,119,2,2834,{"$f":"OFFSET(LoadCurve!$D$1,IF($CA$1,BX2836,366-BX2836),BY2836)","v":1110},{"$f":"IF(BZ2836=SUMIF(LoadCurve!$AQ$51:$AQ$90,CB2835,LoadCurve!$BK$51:$BK$90),CB2835+1,CB2835)","v":5},1135,{"$f":"SUMIF(LoadCurve!$AQ$51:$AQ$90,CB2836,LoadCurve!$BJ$51:$BJ$90)","v":1093.6968266041702}]
[null,null,null,null,null,null,null,null,null,null,null,null,null,null,null,null,null,null,null,null,null,null,null,null,null,null,null,null,null,null,null,null,null,null,null,null,null,null,null,null,null,null,null,null,null,null,null,null,null,null,null,null,null,null,null,null,null,null,null,null,null,null,null,null,null,null,null,null,null,null,null,null,null,null,null,119,18,2850,{"$f":"OFFSET(LoadCurve!$D$1,IF($CA$1,BX2852,366-BX2852),BY2852)","v":1143},{"$f":"IF(BZ2852=SUMIF(LoadCurve!$AQ$51:$AQ$90,CB2851,LoadCurve!$BK$51:$BK$90),CB2851+1,CB2851)","v":5},1134,{"$f":"SUMIF(LoadCurve!$AQ$51:$AQ$90,CB2852,LoadCurve!$BJ$51:$BJ$90)","v":1093.6968266041702}]
[null,null,null,null,null,null,null,null,null,null,null,null,null,null,null,null,null,null,null,null,null,null,null,null,null,null,null,null,null,null,null,null,null,null,null,null,null,null,null,null,null,null,null,null,null,null,null,null,null,null,null,null,null,null,null,null,null,null,null,null,null,null,null,null,null,null,null,null,null,null,null,null,null,null,null,120,13,2869,{"$f":"OFFSET(LoadCurve!$D$1,IF($CA$1,BX2871,366-BX2871),BY2871)","v":1150},{"$f":"IF(BZ2871=SUMIF(LoadCurve!$AQ$51:$AQ$90,CB2870,LoadCurve!$BK$51:$BK$90),CB2870+1,CB2870)","v":5},1133,{"$f":"SUMIF(LoadCurve!$AQ$51:$AQ$90,CB2871,LoadCurve!$BJ$51:$BJ$90)","v":1093.6968266041702}]
[null,null,null,null,null,null,null,null,null,null,null,null,null,null,null,null,null,null,null,null,null,null,null,null,null,null,null,null,null,null,null,null,null,null,null,null,null,null,null,null,null,null,null,null,null,null,null,null,null,null,null,null,null,null,null,null,null,null,null,null,null,null,null,null,null,null,null,null,null,null,null,null,null,null,null,121,6,2886,{"$f":"OFFSET(LoadCurve!$D$1,IF($CA$1,BX2888,366-BX2888),BY2888)","v":1040},{"$f":"IF(BZ2888=SUMIF(LoadCurve!$AQ$51:$AQ$90,CB2887,LoadCurve!$BK$51:$BK$90),CB2887+1,CB2887)","v":5},1133,{"$f":"SUMIF(LoadCurve!$AQ$51:$AQ$90,CB2888,LoadCurve!$BJ$51:$BJ$90)","v":1093.6968266041702}]
[null,null,null,null,null,null,null,null,null,null,null,null,null,null,null,null,null,null,null,null,null,null,null,null,null,null,null,null,null,null,null,null,null,null,null,null,null,null,null,null,null,null,null,null,null,null,null,null,null,null,null,null,null,null,null,null,null,null,null,null,null,null,null,null,null,null,null,null,null,null,null,null,null,null,null,121,23,2903,{"$f":"OFFSET(LoadCurve!$D$1,IF($CA$1,BX2905,366-BX2905),BY2905)","v":1110},{"$f":"IF(BZ2905=SUMIF(LoadCurve!$AQ$51:$AQ$90,CB2904,LoadCurve!$BK$51:$BK$90),CB2904+1,CB2904)","v":5},1132,{"$f":"SUMIF(LoadCurve!$AQ$51:$AQ$90,CB2905,LoadCurve!$BJ$51:$BJ$90)","v":1093.6968266041702}]
[null,null,null,null,null,null,null,null,null,null,null,null,null,null,null,null,null,null,null,null,null,null,null,null,null,null,null,null,null,null,null,null,null,null,null,null,null,null,null,null,null,null,null,null,null,null,null,null,null,null,null,null,null,null,null,null,null,null,null,null,null,null,null,null,null,null,null,null,null,null,null,null,null,null,null,122,12,2916,{"$f":"OFFSET(LoadCurve!$D$1,IF($CA$1,BX2918,366-BX2918),BY2918)","v":1081},{"$f":"IF(BZ2918=SUMIF(LoadCurve!$AQ$51:$AQ$90,CB2917,LoadCurve!$BK$51:$BK$90),CB2917+1,CB2917)","v":5},1131,{"$f":"SUMIF(LoadCurve!$AQ$51:$AQ$90,CB2918,LoadCurve!$BJ$51:$BJ$90)","v":1093.6968266041702}]
[null,null,null,null,null,null,null,null,null,null,null,null,null,null,null,null,null,null,null,null,null,null,null,null,null,null,null,null,null,null,null,null,null,null,null,null,null,null,null,null,null,null,null,null,null,null,null,null,null,null,null,null,null,null,null,null,null,null,null,null,null,null,null,null,null,null,null,null,null,null,null,null,null,null,null,123,10,2938,{"$f":"OFFSET(LoadCurve!$D$1,IF($CA$1,BX2940,366-BX2940),BY2940)","v":967},{"$f":"IF(BZ2940=SUMIF(LoadCurve!$AQ$51:$AQ$90,CB2939,LoadCurve!$BK$51:$BK$90),CB2939+1,CB2939)","v":5},1130,{"$f":"SUMIF(LoadCurve!$AQ$51:$AQ$90,CB2940,LoadCurve!$BJ$51:$BJ$90)","v":1093.6968266041702}]
[null,null,null,null,null,null,null,null,null,null,null,null,null,null,null,null,null,null,null,null,null,null,null,null,null,null,null,null,null,null,null,null,null,null,null,null,null,null,null,null,null,null,null,null,null,null,null,null,null,null,null,null,null,null,null,null,null,null,null,null,null,null,null,null,null,null,null,null,null,null,null,null,null,null,null,124,3,2955,{"$f":"OFFSET(LoadCurve!$D$1,IF($CA$1,BX2957,366-BX2957),BY2957)","v":964},{"$f":"IF(BZ2957=SUMIF(LoadCurve!$AQ$51:$AQ$90,CB2956,LoadCurve!$BK$51:$BK$90),CB2956+1,CB2956)","v":5},1129,{"$f":"SUMIF(LoadCurve!$AQ$51:$AQ$90,CB2957,LoadCurve!$BJ$51:$BJ$90)","v":1093.6968266041702}]
[null,null,null,null,null,null,null,null,null,null,null,null,null,null,null,null,null,null,null,null,null,null,null,null,null,null,null,null,null,null,null,null,null,null,null,null,null,null,null,null,null,null,null,null,null,null,null,null,null,null,null,null,null,null,null,null,null,null,null,null,null,null,null,null,null,null,null,null,null,null,null,null,null,null,null,124,4,2956,{"$f":"OFFSET(LoadCurve!$D$1,IF($CA$1,BX2958,366-BX2958),BY2958)","v":963},{"$f":"IF(BZ2958=SUMIF(LoadCurve!$AQ$51:$AQ$90,CB2957,LoadCurve!$BK$51:$BK$90),CB2957+1,CB2957)","v":5},1129,{"$f":"SUMIF(LoadCurve!$AQ$51:$AQ$90,CB2958,LoadCurve!$BJ$51:$BJ$90)","v":1093.6968266041702}]
[null,null,null,null,null,null,null,null,null,null,null,null,null,null,null,null,null,null,null,null,null,null,null,null,null,null,null,null,null,null,null,null,null,null,null,null,null,null,null,null,null,null,null,null,null,null,null,null,null,null,null,null,null,null,null,null,null,null,null,null,null,null,null,null,null,null,null,null,null,null,null,null,null,null,null,125,7,2983,{"$f":"OFFSET(LoadCurve!$D$1,IF($CA$1,BX2985,366-BX2985),BY2985)","v":998},{"$f":"IF(BZ2985=SUMIF(LoadCurve!$AQ$51:$AQ$90,CB2984,LoadCurve!$BK$51:$BK$90),CB2984+1,CB2984)","v":5},1128,{"$f":"SUMIF(LoadCurve!$AQ$51:$AQ$90,CB2985,LoadCurve!$BJ$51:$BJ$90)","v":1093.6968266041702}]
[null,null,null,null,null,null,null,null,null,null,null,null,null,null,null,null,null,null,null,null,null,null,null,null,null,null,null,null,null,null,null,null,null,null,null,null,null,null,null,null,null,null,null,null,null,null,null,null,null,null,null,null,null,null,null,null,null,null,null,null,null,null,null,null,null,null,null,null,null,null,null,null,null,null,null,125,15,2991,{"$f":"OFFSET(LoadCurve!$D$1,IF($CA$1,BX2993,366-BX2993),BY2993)","v":1075},{"$f":"IF(BZ2993=SUMIF(LoadCurve!$AQ$51:$AQ$90,CB2992,LoadCurve!$BK$51:$BK$90),CB2992+1,CB2992)","v":5},1127,{"$f":"SUMIF(LoadCurve!$AQ$51:$AQ$90,CB2993,LoadCurve!$BJ$51:$BJ$90)","v":1093.6968266041702}]
[null,null,null,null,null,null,null,null,null,null,null,null,null,null,null,null,null,null,null,null,null,null,null,null,null,null,null,null,null,null,null,null,null,null,null,null,null,null,null,null,null,null,null,null,null,null,null,null,null,null,null,null,null,null,null,null,null,null,null,null,null,null,null,null,null,null,null,null,null,null,null,null,null,null,null,126,8,3008,{"$f":"OFFSET(LoadCurve!$D$1,IF($CA$1,BX3010,366-BX3010),BY3010)","v":1055},{"$f":"IF(BZ3010=SUMIF(LoadCurve!$AQ$51:$AQ$90,CB3009,LoadCurve!$BK$51:$BK$90),CB3009+1,CB3009)","v":5},1127,{"$f":"SUMIF(LoadCurve!$AQ$51:$AQ$90,CB3010,LoadCurve!$BJ$51:$BJ$90)","v":1093.6968266041702}]
[null,null,null,null,null,null,null,null,null,null,null,null,null,null,null,null,null,null,null,null,null,null,null,null,null,null,null,null,null,null,null,null,null,null,null,null,null,null,null,null,null,null,null,null,null,null,null,null,null,null,null,null,null,null,null,null,null,null,null,null,null,null,null,null,null,null,null,null,null,null,null,null,null,null,null,127,{"$f":"BY3011","v":9},3033,{"$f":"OFFSET(LoadCurve!$D$1,IF($CA$1,BX3035,366-BX3035),BY3035)","v":1090},{"$f":"IF(BZ3035=SUMIF(LoadCurve!$AQ$51:$AQ$90,CB3034,LoadCurve!$BK$51:$BK$90),CB3034+1,CB3034)","v":5},1125,{"$f":"SUMIF(LoadCurve!$AQ$51:$AQ$90,CB3035,LoadCurve!$BJ$51:$BJ$90)","v":1093.6968266041702}]
[null,null,null,null,null,null,null,null,null,null,null,null,null,null,null,null,null,null,null,null,null,null,null,null,null,null,null,null,null,null,null,null,null,null,null,null,null,null,null,null,null,null,null,null,null,null,null,null,null,null,null,null,null,null,null,null,null,null,null,null,null,null,null,null,null,null,null,null,null,null,null,null,null,null,null,127,19,3043,{"$f":"OFFSET(LoadCurve!$D$1,IF($CA$1,BX3045,366-BX3045),BY3045)","v":1150},{"$f":"IF(BZ3045=SUMIF(LoadCurve!$AQ$51:$AQ$90,CB3044,LoadCurve!$BK$51:$BK$90),CB3044+1,CB3044)","v":5},1125,{"$f":"SUMIF(LoadCurve!$AQ$51:$AQ$90,CB3045,LoadCurve!$BJ$51:$BJ$90)","v":1093.6968266041702}]
[null,null,null,null,null,null,null,null,null,null,null,null,null,null,null,null,null,null,null,null,null,null,null,null,null,null,null,null,null,null,null,null,null,null,null,null,null,null,null,null,null,null,null,null,null,null,null,null,null,null,null,null,null,null,null,null,null,null,null,null,null,null,null,null,null,null,null,null,null,null,null,null,null,null,null,128,12,3060,{"$f":"OFFSET(LoadCurve!$D$1,IF($CA$1,BX3062,366-BX3062),BY3062)","v":1032},{"$f":"IF(BZ3062=SUMIF(LoadCurve!$AQ$51:$AQ$90,CB3061,LoadCurve!$BK$51:$BK$90),CB3061+1,CB3061)","v":5},1124,{"$f":"SUMIF(LoadCurve!$AQ$51:$AQ$90,CB3062,LoadCurve!$BJ$51:$BJ$90)","v":1093.6968266041702}]
[null,null,null,null,null,null,null,null,null,null,null,null,null,null,null,null,null,null,null,null,null,null,null,null,null,null,null,null,null,null,null,null,null,null,null,null,null,null,null,null,null,null,null,null,null,null,null,null,null,null,null,null,null,null,null,null,null,null,null,null,null,null,null,null,null,null,null,null,null,null,null,null,null,null,null,129,5,3077,{"$f":"OFFSET(LoadCurve!$D$1,IF($CA$1,BX3079,366-BX3079),BY3079)","v":967},{"$f":"IF(BZ3079=SUMIF(LoadCurve!$AQ$51:$AQ$90,CB3078,LoadCurve!$BK$51:$BK$90),CB3078+1,CB3078)","v":5},1123,{"$f":"SUMIF(LoadCurve!$AQ$51:$AQ$90,CB3079,LoadCurve!$BJ$51:$BJ$90)","v":1093.6968266041702}]
[null,null,null,null,null,null,null,null,null,null,null,null,null,null,null,null,null,null,null,null,null,null,null,null,null,null,null,null,null,null,null,null,null,null,null,null,null,null,null,null,null,null,null,null,null,null,null,null,null,null,null,null,null,null,null,null,null,null,null,null,null,null,null,null,null,null,null,null,null,null,null,null,null,null,null,130,3,3099,{"$f":"OFFSET(LoadCurve!$D$1,IF($CA$1,BX3101,366-BX3101),BY3101)","v":915},{"$f":"IF(BZ3101=SUMIF(LoadCurve!$AQ$51:$AQ$90,CB3100,LoadCurve!$BK$51:$BK$90),CB3100+1,CB3100)","v":5},1123,{"$f":"SUMIF(LoadCurve!$AQ$51:$AQ$90,CB3101,LoadCurve!$BJ$51:$BJ$90)","v":1093.6968266041702}]
[null,null,null,null,null,null,null,null,null,null,null,null,null,null,null,null,null,null,null,null,null,null,null,null,null,null,null,null,null,null,null,null,null,null,null,null,null,null,null,null,null,null,null,null,null,null,null,null,null,null,null,null,null,null,null,null,null,null,null,null,null,null,null,null,null,null,null,null,null,null,null,null,null,null,null,130,16,3112,{"$f":"OFFSET(LoadCurve!$D$1,IF($CA$1,BX3114,366-BX3114),BY3114)","v":927},{"$f":"IF(BZ3114=SUMIF(LoadCurve!$AQ$51:$AQ$90,CB3113,LoadCurve!$BK$51:$BK$90),CB3113+1,CB3113)","v":5},1122,{"$f":"SUMIF(LoadCurve!$AQ$51:$AQ$90,CB3114,LoadCurve!$BJ$51:$BJ$90)","v":1093.6968266041702}]
[null,null,null,null,null,null,null,null,null,null,null,null,null,null,null,null,null,null,null,null,null,null,null,null,null,null,null,null,null,null,null,null,null,null,null,null,null,null,null,null,null,null,null,null,null,null,null,null,null,null,null,null,null,null,null,null,null,null,null,null,null,null,null,null,null,null,null,null,null,null,null,null,null,null,null,131,9,3129,{"$f":"OFFSET(LoadCurve!$D$1,IF($CA$1,BX3131,366-BX3131),BY3131)","v":1086},{"$f":"IF(BZ3131=SUMIF(LoadCurve!$AQ$51:$AQ$90,CB3130,LoadCurve!$BK$51:$BK$90),CB3130+1,CB3130)","v":5},1121.4000000000001,{"$f":"SUMIF(LoadCurve!$AQ$51:$AQ$90,CB3131,LoadCurve!$BJ$51:$BJ$90)","v":1093.6968266041702}]
[null,null,null,null,null,null,null,null,null,null,null,null,null,null,null,null,null,null,null,null,null,null,null,null,null,null,null,null,null,null,null,null,null,null,null,null,null,null,null,null,null,null,null,null,null,null,null,null,null,null,null,null,null,null,null,null,null,null,null,null,null,null,null,null,null,null,null,null,null,null,null,null,null,null,null,132,2,3146,{"$f":"OFFSET(LoadCurve!$D$1,IF($CA$1,BX3148,366-BX3148),BY3148)","v":1049},{"$f":"IF(BZ3148=SUMIF(LoadCurve!$AQ$51:$AQ$90,CB3147,LoadCurve!$BK$51:$BK$90),CB3147+1,CB3147)","v":5},1121,{"$f":"SUMIF(LoadCurve!$AQ$51:$AQ$90,CB3148,LoadCurve!$BJ$51:$BJ$90)","v":1093.6968266041702}]
[null,null,null,null,null,null,null,null,null,null,null,null,null,null,null,null,null,null,null,null,null,null,null,null,null,null,null,null,null,null,null,null,null,null,null,null,null,null,null,null,null,null,null,null,null,null,null,null,null,null,null,null,null,null,null,null,null,null,null,null,null,null,null,null,null,null,null,null,null,null,null,null,null,null,null,132,22,3166,{"$f":"OFFSET(LoadCurve!$D$1,IF($CA$1,BX3168,366-BX3168),BY3168)","v":1252},{"$f":"IF(BZ3168=SUMIF(LoadCurve!$AQ$51:$AQ$90,CB3167,LoadCurve!$BK$51:$BK$90),CB3167+1,CB3167)","v":5},1120,{"$f":"SUMIF(LoadCurve!$AQ$51:$AQ$90,CB3168,LoadCurve!$BJ$51:$BJ$90)","v":1093.6968266041702}]
[null,null,null,null,null,null,null,null,null,null,null,null,null,null,null,null,null,null,null,null,null,null,null,null,null,null,null,null,null,null,null,null,null,null,null,null,null,null,null,null,null,null,null,null,null,null,null,null,null,null,null,null,null,null,null,null,null,null,null,null,null,null,null,null,null,null,null,null,null,null,null,null,null,null,null,133,13,3181,{"$f":"OFFSET(LoadCurve!$D$1,IF($CA$1,BX3183,366-BX3183),BY3183)","v":1175},{"$f":"IF(BZ3183=SUMIF(LoadCurve!$AQ$51:$AQ$90,CB3182,LoadCurve!$BK$51:$BK$90),CB3182+1,CB3182)","v":5},1120,{"$f":"SUMIF(LoadCurve!$AQ$51:$AQ$90,CB3183,LoadCurve!$BJ$51:$BJ$90)","v":1093.6968266041702}]
[null,null,null,null,null,null,null,null,null,null,null,null,null,null,null,null,null,null,null,null,null,null,null,null,null,null,null,null,null,null,null,null,null,null,null,null,null,null,null,null,null,null,null,null,null,null,null,null,null,null,null,null,null,null,null,null,null,null,null,null,null,null,null,null,null,null,null,null,null,null,null,null,null,null,null,134,6,3198,{"$f":"OFFSET(LoadCurve!$D$1,IF($CA$1,BX3200,366-BX3200),BY3200)","v":1055},{"$f":"IF(BZ3200=SUMIF(LoadCurve!$AQ$51:$AQ$90,CB3199,LoadCurve!$BK$51:$BK$90),CB3199+1,CB3199)","v":5},1119,{"$f":"SUMIF(LoadCurve!$AQ$51:$AQ$90,CB3200,LoadCurve!$BJ$51:$BJ$90)","v":1093.6968266041702}]
[null,null,null,null,null,null,null,null,null,null,null,null,null,null,null,null,null,null,null,null,null,null,null,null,null,null,null,null,null,null,null,null,null,null,null,null,null,null,null,null,null,null,null,null,null,null,null,null,null,null,null,null,null,null,null,null,null,null,null,null,null,null,null,null,null,null,null,null,null,null,null,null,null,null,null,134,24,3216,{"$f":"OFFSET(LoadCurve!$D$1,IF($CA$1,BX3218,366-BX3218),BY3218)","v":1076},{"$f":"IF(BZ3218=SUMIF(LoadCurve!$AQ$51:$AQ$90,CB3217,LoadCurve!$BK$51:$BK$90),CB3217+1,CB3217)","v":5},1118,{"$f":"SUMIF(LoadCurve!$AQ$51:$AQ$90,CB3218,LoadCurve!$BJ$51:$BJ$90)","v":1093.6968266041702}]
[null,null,null,null,null,null,null,null,null,null,null,null,null,null,null,null,null,null,null,null,null,null,null,null,null,null,null,null,null,null,null,null,null,null,null,null,null,null,null,null,null,null,null,null,null,null,null,null,null,null,null,null,null,null,null,null,null,null,null,null,null,null,null,null,null,null,null,null,null,null,null,null,null,null,null,135,1,3217,{"$f":"OFFSET(LoadCurve!$D$1,IF($CA$1,BX3219,366-BX3219),BY3219)","v":1063},{"$f":"IF(BZ3219=SUMIF(LoadCurve!$AQ$51:$AQ$90,CB3218,LoadCurve!$BK$51:$BK$90),CB3218+1,CB3218)","v":5},1118,{"$f":"SUMIF(LoadCurve!$AQ$51:$AQ$90,CB3219,LoadCurve!$BJ$51:$BJ$90)","v":1093.6968266041702}]
[null,null,null,null,null,null,null,null,null,null,null,null,null,null,null,null,null,null,null,null,null,null,null,null,null,null,null,null,null,null,null,null,null,null,null,null,null,null,null,null,null,null,null,null,null,null,null,null,null,null,null,null,null,null,null,null,null,null,null,null,null,null,null,null,null,null,null,null,null,null,null,null,null,null,null,135,18,3234,{"$f":"OFFSET(LoadCurve!$D$1,IF($CA$1,BX3236,366-BX3236),BY3236)","v":1170},{"$f":"IF(BZ3236=SUMIF(LoadCurve!$AQ$51:$AQ$90,CB3235,LoadCurve!$BK$51:$BK$90),CB3235+1,CB3235)","v":6},1118,{"$f":"SUMIF(LoadCurve!$AQ$51:$AQ$90,CB3236,LoadCurve!$BJ$51:$BJ$90)","v":1072.8186159323079}]
[null,null,null,null,null,null,null,null,null,null,null,null,null,null,null,null,null,null,null,null,null,null,null,null,null,null,null,null,null,null,null,null,null,null,null,null,null,null,null,null,null,null,null,null,null,null,null,null,null,null,null,null,null,null,null,null,null,null,null,null,null,null,null,null,null,null,null,null,null,null,null,null,null,null,null,136,11,3251,{"$f":"OFFSET(LoadCurve!$D$1,IF($CA$1,BX3253,366-BX3253),BY3253)","v":1024},{"$f":"IF(BZ3253=SUMIF(LoadCurve!$AQ$51:$AQ$90,CB3252,LoadCurve!$BK$51:$BK$90),CB3252+1,CB3252)","v":6},1117,{"$f":"SUMIF(LoadCurve!$AQ$51:$AQ$90,CB3253,LoadCurve!$BJ$51:$BJ$90)","v":1072.8186159323079}]
[null,null,null,null,null,null,null,null,null,null,null,null,null,null,null,null,null,null,null,null,null,null,null,null,null,null,null,null,null,null,null,null,null,null,null,null,null,null,null,null,null,null,null,null,null,null,null,null,null,null,null,null,null,null,null,null,null,null,null,null,null,null,null,null,null,null,null,null,null,null,null,null,null,null,null,{"$f":"ROUNDDOWN((BZ3267-1)/24,0)+1","v":137},1,3265,{"$f":"OFFSET(LoadCurve!$D$1,IF($CA$1,BX3267,366-BX3267),BY3267)","v":1125},{"$f":"IF(BZ3267=SUMIF(LoadCurve!$AQ$51:$AQ$90,CB3266,LoadCurve!$BK$51:$BK$90),CB3266+1,CB3266)","v":6},1117,{"$f":"SUMIF(LoadCurve!$AQ$51:$AQ$90,CB3267,LoadCurve!$BJ$51:$BJ$90)","v":1072.8186159323079}]
[null,null,null,null,null,null,null,null,null,null,null,null,null,null,null,null,null,null,null,null,null,null,null,null,null,null,null,null,null,null,null,null,null,null,null,null,null,null,null,null,null,null,null,null,null,null,null,null,null,null,null,null,null,null,null,null,null,null,null,null,null,null,null,null,null,null,null,null,null,null,null,null,null,null,null,137,22,3286,{"$f":"OFFSET(LoadCurve!$D$1,IF($CA$1,BX3288,366-BX3288),BY3288)","v":1087},{"$f":"IF(BZ3288=SUMIF(LoadCurve!$AQ$51:$AQ$90,CB3287,LoadCurve!$BK$51:$BK$90),CB3287+1,CB3287)","v":6},1116,{"$f":"SUMIF(LoadCurve!$AQ$51:$AQ$90,CB3288,LoadCurve!$BJ$51:$BJ$90)","v":1072.8186159323079}]
[null,null,null,null,null,null,null,null,null,null,null,null,null,null,null,null,null,null,null,null,null,null,null,null,null,null,null,null,null,null,null,null,null,null,null,null,null,null,null,null,null,null,null,null,null,null,null,null,null,null,null,null,null,null,null,null,null,null,null,null,null,null,null,null,null,null,null,null,null,null,null,null,null,null,null,138,15,3303,{"$f":"OFFSET(LoadCurve!$D$1,IF($CA$1,BX3305,366-BX3305),BY3305)","v":1198},{"$f":"IF(BZ3305=SUMIF(LoadCurve!$AQ$51:$AQ$90,CB3304,LoadCurve!$BK$51:$BK$90),CB3304+1,CB3304)","v":6},1115,{"$f":"SUMIF(LoadCurve!$AQ$51:$AQ$90,CB3305,LoadCurve!$BJ$51:$BJ$90)","v":1072.8186159323079}]
[null,null,null,null,null,null,null,null,null,null,null,null,null,null,null,null,null,null,null,null,null,null,null,null,null,null,null,null,null,null,null,null,null,null,null,null,null,null,null,null,null,null,null,null,null,null,null,null,null,null,null,null,null,null,null,null,null,null,null,null,null,null,null,null,null,null,null,null,null,null,null,null,null,null,null,139,4,3316,{"$f":"OFFSET(LoadCurve!$D$1,IF($CA$1,BX3318,366-BX3318),BY3318)","v":1124},{"$f":"IF(BZ3318=SUMIF(LoadCurve!$AQ$51:$AQ$90,CB3317,LoadCurve!$BK$51:$BK$90),CB3317+1,CB3317)","v":6},1114,{"$f":"SUMIF(LoadCurve!$AQ$51:$AQ$90,CB3318,LoadCurve!$BJ$51:$BJ$90)","v":1072.8186159323079}]
[null,null,null,null,null,null,null,null,null,null,null,null,null,null,null,null,null,null,null,null,null,null,null,null,null,null,null,null,null,null,null,null,null,null,null,null,null,null,null,null,null,null,null,null,null,null,null,null,null,null,null,null,null,null,null,null,null,null,null,null,null,null,null,null,null,null,null,null,null,null,null,null,null,null,null,140,2,3338,{"$f":"OFFSET(LoadCurve!$D$1,IF($CA$1,BX3340,366-BX3340),BY3340)","v":1034},{"$f":"IF(BZ3340=SUMIF(LoadCurve!$AQ$51:$AQ$90,CB3339,LoadCurve!$BK$51:$BK$90),CB3339+1,CB3339)","v":6},1113,{"$f":"SUMIF(LoadCurve!$AQ$51:$AQ$90,CB3340,LoadCurve!$BJ$51:$BJ$90)","v":1072.8186159323079}]
[null,null,null,null,null,null,null,null,null,null,null,null,null,null,null,null,null,null,null,null,null,null,null,null,null,null,null,null,null,null,null,null,null,null,null,null,null,null,null,null,null,null,null,null,null,null,null,null,null,null,null,null,null,null,null,null,null,null,null,null,null,null,null,null,null,null,null,null,null,null,null,null,null,null,null,140,19,3355,{"$f":"OFFSET(LoadCurve!$D$1,IF($CA$1,BX3357,366-BX3357),BY3357)","v":1217},{"$f":"IF(BZ3357=SUMIF(LoadCurve!$AQ$51:$AQ$90,CB3356,LoadCurve!$BK$51:$BK$90),CB3356+1,CB3356)","v":6},1112.7,{"$f":"SUMIF(LoadCurve!$AQ$51:$AQ$90,CB3357,LoadCurve!$BJ$51:$BJ$90)","v":1072.8186159323079}]
[null,null,null,null,null,null,null,null,null,null,null,null,null,null,null,null,null,null,null,null,null,null,null,null,null,null,null,null,null,null,null,null,null,null,null,null,null,null,null,null,null,null,null,null,null,null,null,null,null,null,null,null,null,null,null,null,null,null,null,null,null,null,null,null,null,null,null,null,null,null,null,null,null,null,null,141,12,3372,{"$f":"OFFSET(LoadCurve!$D$1,IF($CA$1,BX3374,366-BX3374),BY3374)","v":1161},{"$f":"IF(BZ3374=SUMIF(LoadCurve!$AQ$51:$AQ$90,CB3373,LoadCurve!$BK$51:$BK$90),CB3373+1,CB3373)","v":6},1112,{"$f":"SUMIF(LoadCurve!$AQ$51:$AQ$90,CB3374,LoadCurve!$BJ$51:$BJ$90)","v":1072.8186159323079}]
[null,null,null,null,null,null,null,null,null,null,null,null,null,null,null,null,null,null,null,null,null,null,null,null,null,null,null,null,null,null,null,null,null,null,null,null,null,null,null,null,null,null,null,null,null,null,null,null,null,null,null,null,null,null,null,null,null,null,null,null,null,null,null,null,null,null,null,null,null,null,null,null,null,null,null,141,22,3382,{"$f":"OFFSET(LoadCurve!$D$1,IF($CA$1,BX3384,366-BX3384),BY3384)","v":1283},{"$f":"IF(BZ3384=SUMIF(LoadCurve!$AQ$51:$AQ$90,CB3383,LoadCurve!$BK$51:$BK$90),CB3383+1,CB3383)","v":6},1112,{"$f":"SUMIF(LoadCurve!$AQ$51:$AQ$90,CB3384,LoadCurve!$BJ$51:$BJ$90)","v":1072.8186159323079}]
[null,null,null,null,null,null,null,null,null,null,null,null,null,null,null,null,null,null,null,null,null,null,null,null,null,null,null,null,null,null,null,null,null,null,null,null,null,null,null,null,null,null,null,null,null,null,null,null,null,null,null,null,null,null,null,null,null,null,null,null,null,null,null,null,null,null,null,null,null,null,null,null,null,null,null,142,23,3407,{"$f":"OFFSET(LoadCurve!$D$1,IF($CA$1,BX3409,366-BX3409),BY3409)","v":1276},{"$f":"IF(BZ3409=SUMIF(LoadCurve!$AQ$51:$AQ$90,CB3408,LoadCurve!$BK$51:$BK$90),CB3408+1,CB3408)","v":6},1111,{"$f":"SUMIF(LoadCurve!$AQ$51:$AQ$90,CB3409,LoadCurve!$BJ$51:$BJ$90)","v":1072.8186159323079}]
[null,null,null,null,null,null,null,null,null,null,null,null,null,null,null,null,null,null,null,null,null,null,null,null,null,null,null,null,null,null,null,null,null,null,null,null,null,null,null,null,null,null,null,null,null,null,null,null,null,null,null,null,null,null,null,null,null,null,null,null,null,null,null,null,null,null,null,null,null,null,null,null,null,null,null,143,16,3424,{"$f":"OFFSET(LoadCurve!$D$1,IF($CA$1,BX3426,366-BX3426),BY3426)","v":1084},{"$f":"IF(BZ3426=SUMIF(LoadCurve!$AQ$51:$AQ$90,CB3425,LoadCurve!$BK$51:$BK$90),CB3425+1,CB3425)","v":6},1110,{"$f":"SUMIF(LoadCurve!$AQ$51:$AQ$90,CB3426,LoadCurve!$BJ$51:$BJ$90)","v":1072.8186159323079}]
[null,null,null,null,null,null,null,null,null,null,null,null,null,null,null,null,null,null,null,null,null,null,null,null,null,null,null,null,null,null,null,null,null,null,null,null,null,null,null,null,null,null,null,null,null,null,null,null,null,null,null,null,null,null,null,null,null,null,null,null,null,null,null,null,null,null,null,null,null,null,null,null,null,null,null,144,9,3441,{"$f":"OFFSET(LoadCurve!$D$1,IF($CA$1,BX3443,366-BX3443),BY3443)","v":976},{"$f":"IF(BZ3443=SUMIF(LoadCurve!$AQ$51:$AQ$90,CB3442,LoadCurve!$BK$51:$BK$90),CB3442+1,CB3442)","v":6},1110,{"$f":"SUMIF(LoadCurve!$AQ$51:$AQ$90,CB3443,LoadCurve!$BJ$51:$BJ$90)","v":1072.8186159323079}]
[null,null,null,null,null,null,null,null,null,null,null,null,null,null,null,null,null,null,null,null,null,null,null,null,null,null,null,null,null,null,null,null,null,null,null,null,null,null,null,null,null,null,null,null,null,null,null,null,null,null,null,null,null,null,null,null,null,null,null,null,null,null,null,null,null,null,null,null,null,null,null,null,null,null,null,144,17,3449,{"$f":"OFFSET(LoadCurve!$D$1,IF($CA$1,BX3451,366-BX3451),BY3451)","v":1040},{"$f":"IF(BZ3451=SUMIF(LoadCurve!$AQ$51:$AQ$90,CB3450,LoadCurve!$BK$51:$BK$90),CB3450+1,CB3450)","v":6},1110,{"$f":"SUMIF(LoadCurve!$AQ$51:$AQ$90,CB3451,LoadCurve!$BJ$51:$BJ$90)","v":1072.8186159323079}]
[null,null,null,null,null,null,null,null,null,null,null,null,null,null,null,null,null,null,null,null,null,null,null,null,null,null,null,null,null,null,null,null,null,null,null,null,null,null,null,null,null,null,null,null,null,null,null,null,null,null,null,null,null,null,null,null,null,null,null,null,null,null,null,null,null,null,null,null,null,null,null,null,null,null,null,145,20,3476,{"$f":"OFFSET(LoadCurve!$D$1,IF($CA$1,BX3478,366-BX3478),BY3478)","v":1218},{"$f":"IF(BZ3478=SUMIF(LoadCurve!$AQ$51:$AQ$90,CB3477,LoadCurve!$BK$51:$BK$90),CB3477+1,CB3477)","v":6},1109,{"$f":"SUMIF(LoadCurve!$AQ$51:$AQ$90,CB3478,LoadCurve!$BJ$51:$BJ$90)","v":1072.8186159323079}]
[null,null,null,null,null,null,null,null,null,null,null,null,null,null,null,null,null,null,null,null,null,null,null,null,null,null,null,null,null,null,null,null,null,null,null,null,null,null,null,null,null,null,null,null,null,null,null,null,null,null,null,null,null,null,null,null,null,null,null,null,null,null,null,null,null,null,null,null,null,null,null,null,null,null,null,145,21,3477,{"$f":"OFFSET(LoadCurve!$D$1,IF($CA$1,BX3479,366-BX3479),BY3479)","v":1183},{"$f":"IF(BZ3479=SUMIF(LoadCurve!$AQ$51:$AQ$90,CB3478,LoadCurve!$BK$51:$BK$90),CB3478+1,CB3478)","v":6},1109,{"$f":"SUMIF(LoadCurve!$AQ$51:$AQ$90,CB3479,LoadCurve!$BJ$51:$BJ$90)","v":1072.8186159323079}]
[null,null,null,null,null,null,null,null,null,null,null,null,null,null,null,null,null,null,null,null,null,null,null,null,null,null,null,null,null,null,null,null,null,null,null,null,null,null,null,null,null,null,null,null,null,null,null,null,null,null,null,null,null,null,null,null,null,null,null,null,null,null,null,null,null,null,null,null,null,null,null,null,null,null,null,146,19,3499,{"$f":"OFFSET(LoadCurve!$D$1,IF($CA$1,BX3501,366-BX3501),BY3501)","v":1270},{"$f":"IF(BZ3501=SUMIF(LoadCurve!$AQ$51:$AQ$90,CB3500,LoadCurve!$BK$51:$BK$90),CB3500+1,CB3500)","v":6},1108,{"$f":"SUMIF(LoadCurve!$AQ$51:$AQ$90,CB3501,LoadCurve!$BJ$51:$BJ$90)","v":1072.8186159323079}]
[null,null,null,null,null,null,null,null,null,null,null,null,null,null,null,null,null,null,null,null,null,null,null,null,null,null,null,null,null,null,null,null,null,null,null,null,null,null,null,null,null,null,null,null,null,null,null,null,null,null,null,null,null,null,null,null,null,null,null,null,null,null,null,null,null,null,null,null,null,null,null,null,null,null,null,147,8,3512,{"$f":"OFFSET(LoadCurve!$D$1,IF($CA$1,BX3514,366-BX3514),BY3514)","v":1056},{"$f":"IF(BZ3514=SUMIF(LoadCurve!$AQ$51:$AQ$90,CB3513,LoadCurve!$BK$51:$BK$90),CB3513+1,CB3513)","v":6},1108,{"$f":"SUMIF(LoadCurve!$AQ$51:$AQ$90,CB3514,LoadCurve!$BJ$51:$BJ$90)","v":1072.8186159323079}]
[null,null,null,null,null,null,null,null,null,null,null,null,null,null,null,null,null,null,null,null,null,null,null,null,null,null,null,null,null,null,null,null,null,null,null,null,null,null,null,null,null,null,null,null,null,null,null,null,null,null,null,null,null,null,null,null,null,null,null,null,null,null,null,null,null,null,null,null,null,null,null,null,null,null,null,148,1,3529,{"$f":"OFFSET(LoadCurve!$D$1,IF($CA$1,BX3531,366-BX3531),BY3531)","v":1117},{"$f":"IF(BZ3531=SUMIF(LoadCurve!$AQ$51:$AQ$90,CB3530,LoadCurve!$BK$51:$BK$90),CB3530+1,CB3530)","v":6},1108,{"$f":"SUMIF(LoadCurve!$AQ$51:$AQ$90,CB3531,LoadCurve!$BJ$51:$BJ$90)","v":1072.8186159323079}]
[null,null,null,null,null,null,null,null,null,null,null,null,null,null,null,null,null,null,null,null,null,null,null,null,null,null,null,null,null,null,null,null,null,null,null,null,null,null,null,null,null,null,null,null,null,null,null,null,null,null,null,null,null,null,null,null,null,null,null,null,null,null,null,null,null,null,null,null,null,null,null,null,null,null,null,148,18,3546,{"$f":"OFFSET(LoadCurve!$D$1,IF($CA$1,BX3548,366-BX3548),BY3548)","v":1103},{"$f":"IF(BZ3548=SUMIF(LoadCurve!$AQ$51:$AQ$90,CB3547,LoadCurve!$BK$51:$BK$90),CB3547+1,CB3547)","v":6},1107,{"$f":"SUMIF(LoadCurve!$AQ$51:$AQ$90,CB3548,LoadCurve!$BJ$51:$BJ$90)","v":1072.8186159323079}]
[null,null,null,null,null,null,null,null,null,null,null,null,null,null,null,null,null,null,null,null,null,null,null,null,null,null,null,null,null,null,null,null,null,null,null,null,null,null,null,null,null,null,null,null,null,null,null,null,null,null,null,null,null,null,null,null,null,null,null,null,null,null,null,null,null,null,null,null,null,null,null,null,null,null,null,149,13,3565,{"$f":"OFFSET(LoadCurve!$D$1,IF($CA$1,BX3567,366-BX3567),BY3567)","v":1095},{"$f":"IF(BZ3567=SUMIF(LoadCurve!$AQ$51:$AQ$90,CB3566,LoadCurve!$BK$51:$BK$90),CB3566+1,CB3566)","v":6},1106,{"$f":"SUMIF(LoadCurve!$AQ$51:$AQ$90,CB3567,LoadCurve!$BJ$51:$BJ$90)","v":1072.8186159323079}]
[null,null,null,null,null,null,null,null,null,null,null,null,null,null,null,null,null,null,null,null,null,null,null,null,null,null,null,null,null,null,null,null,null,null,null,null,null,null,null,null,null,null,null,null,null,null,null,null,null,null,null,null,null,null,null,null,null,null,null,null,null,null,null,null,null,null,null,null,null,null,null,null,null,null,null,150,5,3581,{"$f":"OFFSET(LoadCurve!$D$1,IF($CA$1,BX3583,366-BX3583),BY3583)","v":976},{"$f":"IF(BZ3583=SUMIF(LoadCurve!$AQ$51:$AQ$90,CB3582,LoadCurve!$BK$51:$BK$90),CB3582+1,CB3582)","v":6},1106,{"$f":"SUMIF(LoadCurve!$AQ$51:$AQ$90,CB3583,LoadCurve!$BJ$51:$BJ$90)","v":1072.8186159323079}]
[null,null,null,null,null,null,null,null,null,null,null,null,null,null,null,null,null,null,null,null,null,null,null,null,null,null,null,null,null,null,null,null,null,null,null,null,null,null,null,null,null,null,null,null,null,null,null,null,null,null,null,null,null,null,null,null,null,null,null,null,null,null,null,null,null,null,null,null,null,null,null,null,null,null,null,150,22,3598,{"$f":"OFFSET(LoadCurve!$D$1,IF($CA$1,BX3600,366-BX3600),BY3600)","v":1171},{"$f":"IF(BZ3600=SUMIF(LoadCurve!$AQ$51:$AQ$90,CB3599,LoadCurve!$BK$51:$BK$90),CB3599+1,CB3599)","v":6},1105,{"$f":"SUMIF(LoadCurve!$AQ$51:$AQ$90,CB3600,LoadCurve!$BJ$51:$BJ$90)","v":1072.8186159323079}]
[null,null,null,null,null,null,null,null,null,null,null,null,null,null,null,null,null,null,null,null,null,null,null,null,null,null,null,null,null,null,null,null,null,null,null,null,null,null,null,null,null,null,null,null,null,null,null,null,null,null,null,null,null,null,null,null,null,null,null,null,null,null,null,null,null,null,null,null,null,null,null,null,null,null,null,151,15,3615,{"$f":"OFFSET(LoadCurve!$D$1,IF($CA$1,BX3617,366-BX3617),BY3617)","v":968},{"$f":"IF(BZ3617=SUMIF(LoadCurve!$AQ$51:$AQ$90,CB3616,LoadCurve!$BK$51:$BK$90),CB3616+1,CB3616)","v":6},1104,{"$f":"SUMIF(LoadCurve!$AQ$51:$AQ$90,CB3617,LoadCurve!$BJ$51:$BJ$90)","v":1072.8186159323079}]
[null,null,null,null,null,null,null,null,null,null,null,null,null,null,null,null,null,null,null,null,null,null,null,null,null,null,null,null,null,null,null,null,null,null,null,null,null,null,null,null,null,null,null,null,null,null,null,null,null,null,null,null,null,null,null,null,null,null,null,null,null,null,null,null,null,null,null,null,null,null,null,null,null,null,null,152,8,3632,{"$f":"OFFSET(LoadCurve!$D$1,IF($CA$1,BX3634,366-BX3634),BY3634)","v":847},{"$f":"IF(BZ3634=SUMIF(LoadCurve!$AQ$51:$AQ$90,CB3633,LoadCurve!$BK$51:$BK$90),CB3633+1,CB3633)","v":6},1103,{"$f":"SUMIF(LoadCurve!$AQ$51:$AQ$90,CB3634,LoadCurve!$BJ$51:$BJ$90)","v":1072.8186159323079}]
[null,null,null,null,null,null,null,null,null,null,null,null,null,null,null,null,null,null,null,null,null,null,null,null,null,null,null,null,null,null,null,null,null,null,null,null,null,null,null,null,null,null,null,null,null,null,null,null,null,null,null,null,null,null,null,null,null,null,null,null,null,null,null,null,null,null,null,null,null,null,null,null,null,null,null,153,2,{"$f":"BZ3651+1","v":3650},{"$f":"OFFSET(LoadCurve!$D$1,IF($CA$1,BX3652,366-BX3652),BY3652)","v":1038},{"$f":"IF(BZ3652=SUMIF(LoadCurve!$AQ$51:$AQ$90,CB3651,LoadCurve!$BK$51:$BK$90),CB3651+1,CB3651)","v":6},1103,{"$f":"SUMIF(LoadCurve!$AQ$51:$AQ$90,CB3652,LoadCurve!$BJ$51:$BJ$90)","v":1072.8186159323079}]
[null,null,null,null,null,null,null,null,null,null,null,null,null,null,null,null,null,null,null,null,null,null,null,null,null,null,null,null,null,null,null,null,null,null,null,null,null,null,null,null,null,null,null,null,null,null,null,null,null,null,null,null,null,null,null,null,null,null,null,null,null,null,null,null,null,null,null,null,null,null,null,null,null,null,null,153,19,3667,{"$f":"OFFSET(LoadCurve!$D$1,IF($CA$1,BX3669,366-BX3669),BY3669)","v":1277},{"$f":"IF(BZ3669=SUMIF(LoadCurve!$AQ$51:$AQ$90,CB3668,LoadCurve!$BK$51:$BK$90),CB3668+1,CB3668)","v":6},1102,{"$f":"SUMIF(LoadCurve!$AQ$51:$AQ$90,CB3669,LoadCurve!$BJ$51:$BJ$90)","v":1072.8186159323079}]
[null,null,null,null,null,null,null,null,null,null,null,null,null,null,null,null,null,null,null,null,null,null,null,null,null,null,null,null,null,null,null,null,null,null,null,null,null,null,null,null,null,null,null,null,null,null,null,null,null,null,null,null,null,null,null,null,null,null,null,null,null,null,null,null,null,null,null,null,null,null,null,null,null,null,null,154,10,3682,{"$f":"OFFSET(LoadCurve!$D$1,IF($CA$1,BX3684,366-BX3684),BY3684)","v":1111},{"$f":"IF(BZ3684=SUMIF(LoadCurve!$AQ$51:$AQ$90,CB3683,LoadCurve!$BK$51:$BK$90),CB3683+1,CB3683)","v":6},1101,{"$f":"SUMIF(LoadCurve!$AQ$51:$AQ$90,CB3684,LoadCurve!$BJ$51:$BJ$90)","v":1072.8186159323079}]
[null,null,null,null,null,null,null,null,null,null,null,null,null,null,null,null,null,null,null,null,null,null,null,null,null,null,null,null,null,null,null,null,null,null,null,null,null,null,null,null,null,null,null,null,null,null,null,null,null,null,null,null,null,null,null,null,null,null,null,null,null,null,null,null,null,null,null,null,null,null,null,null,null,null,null,155,6,3702,{"$f":"OFFSET(LoadCurve!$D$1,IF($CA$1,BX3704,366-BX3704),BY3704)","v":1054},{"$f":"IF(BZ3704=SUMIF(LoadCurve!$AQ$51:$AQ$90,CB3703,LoadCurve!$BK$51:$BK$90),CB3703+1,CB3703)","v":6},1101,{"$f":"SUMIF(LoadCurve!$AQ$51:$AQ$90,CB3704,LoadCurve!$BJ$51:$BJ$90)","v":1072.8186159323079}]
[null,null,null,null,null,null,null,null,null,null,null,null,null,null,null,null,null,null,null,null,null,null,null,null,null,null,null,null,null,null,null,null,null,null,null,null,null,null,null,null,null,null,null,null,null,null,null,null,null,null,null,null,null,null,null,null,null,null,null,null,null,null,null,null,null,null,null,null,null,null,null,null,null,null,null,155,23,3719,{"$f":"OFFSET(LoadCurve!$D$1,IF($CA$1,BX3721,366-BX3721),BY3721)","v":1050},{"$f":"IF(BZ3721=SUMIF(LoadCurve!$AQ$51:$AQ$90,CB3720,LoadCurve!$BK$51:$BK$90),CB3720+1,CB3720)","v":6},1100,{"$f":"SUMIF(LoadCurve!$AQ$51:$AQ$90,CB3721,LoadCurve!$BJ$51:$BJ$90)","v":1072.8186159323079}]
[null,null,null,null,null,null,null,null,null,null,null,null,null,null,null,null,null,null,null,null,null,null,null,null,null,null,null,null,null,null,null,null,null,null,null,null,null,null,null,null,null,null,null,null,null,null,null,null,null,null,null,null,null,null,null,null,null,null,null,null,null,null,null,null,null,null,null,null,null,null,null,null,null,null,null,156,16,3736,{"$f":"OFFSET(LoadCurve!$D$1,IF($CA$1,BX3738,366-BX3738),BY3738)","v":1065},{"$f":"IF(BZ3738=SUMIF(LoadCurve!$AQ$51:$AQ$90,CB3737,LoadCurve!$BK$51:$BK$90),CB3737+1,CB3737)","v":6},1099,{"$f":"SUMIF(LoadCurve!$AQ$51:$AQ$90,CB3738,LoadCurve!$BJ$51:$BJ$90)","v":1072.8186159323079}]
[null,null,null,null,null,null,null,null,null,null,null,null,null,null,null,null,null,null,null,null,null,null,null,null,null,null,null,null,null,null,null,null,null,null,null,null,null,null,null,null,null,null,null,null,null,null,null,null,null,null,null,null,null,null,null,null,null,null,null,null,null,null,null,null,null,null,null,null,null,null,null,null,null,null,null,157,5,3749,{"$f":"OFFSET(LoadCurve!$D$1,IF($CA$1,BX3751,366-BX3751),BY3751)","v":956},{"$f":"IF(BZ3751=SUMIF(LoadCurve!$AQ$51:$AQ$90,CB3750,LoadCurve!$BK$51:$BK$90),CB3750+1,CB3750)","v":6},1099,{"$f":"SUMIF(LoadCurve!$AQ$51:$AQ$90,CB3751,LoadCurve!$BJ$51:$BJ$90)","v":1072.8186159323079}]
[null,null,null,null,null,null,null,null,null,null,null,null,null,null,null,null,null,null,null,null,null,null,null,null,null,null,null,null,null,null,null,null,null,null,null,null,null,null,null,null,null,null,null,null,null,null,null,null,null,null,null,null,null,null,null,null,null,null,null,null,null,null,null,null,null,null,null,null,null,null,null,null,null,null,null,157,11,3755,{"$f":"OFFSET(LoadCurve!$D$1,IF($CA$1,BX3757,366-BX3757),BY3757)","v":952},{"$f":"IF(BZ3757=SUMIF(LoadCurve!$AQ$51:$AQ$90,CB3756,LoadCurve!$BK$51:$BK$90),CB3756+1,CB3756)","v":6},1099,{"$f":"SUMIF(LoadCurve!$AQ$51:$AQ$90,CB3757,LoadCurve!$BJ$51:$BJ$90)","v":1072.8186159323079}]
[null,null,null,null,null,null,null,null,null,null,null,null,null,null,null,null,null,null,null,null,null,null,null,null,null,null,null,null,null,null,null,null,null,null,null,null,null,null,null,null,null,null,null,null,null,null,null,null,null,null,null,null,null,null,null,null,null,null,null,null,null,null,null,null,null,null,null,null,null,null,null,null,null,null,null,158,4,3772,{"$f":"OFFSET(LoadCurve!$D$1,IF($CA$1,BX3774,366-BX3774),BY3774)","v":964},{"$f":"IF(BZ3774=SUMIF(LoadCurve!$AQ$51:$AQ$90,CB3773,LoadCurve!$BK$51:$BK$90),CB3773+1,CB3773)","v":6},1097,{"$f":"SUMIF(LoadCurve!$AQ$51:$AQ$90,CB3774,LoadCurve!$BJ$51:$BJ$90)","v":1072.8186159323079}]
[null,null,null,null,null,null,null,null,null,null,null,null,null,null,null,null,null,null,null,null,null,null,null,null,null,null,null,null,null,null,null,null,null,null,null,null,null,null,null,null,null,null,null,null,null,null,null,null,null,null,null,null,null,null,null,null,null,null,null,null,null,null,null,null,null,null,null,null,null,null,null,null,null,null,null,159,7,3799,{"$f":"OFFSET(LoadCurve!$D$1,IF($CA$1,BX3801,366-BX3801),BY3801)","v":978},{"$f":"IF(BZ3801=SUMIF(LoadCurve!$AQ$51:$AQ$90,CB3800,LoadCurve!$BK$51:$BK$90),CB3800+1,CB3800)","v":6},1097,{"$f":"SUMIF(LoadCurve!$AQ$51:$AQ$90,CB3801,LoadCurve!$BJ$51:$BJ$90)","v":1072.8186159323079}]
[null,null,null,null,null,null,null,null,null,null,null,null,null,null,null,null,null,null,null,null,null,null,null,null,null,null,null,null,null,null,null,null,null,null,null,null,null,null,null,null,null,null,null,null,null,null,null,null,null,null,null,null,null,null,null,null,null,null,null,null,null,null,null,null,null,null,null,null,null,null,null,null,null,null,null,159,15,3807,{"$f":"OFFSET(LoadCurve!$D$1,IF($CA$1,BX3809,366-BX3809),BY3809)","v":1159},{"$f":"IF(BZ3809=SUMIF(LoadCurve!$AQ$51:$AQ$90,CB3808,LoadCurve!$BK$51:$BK$90),CB3808+1,CB3808)","v":6},1096,{"$f":"SUMIF(LoadCurve!$AQ$51:$AQ$90,CB3809,LoadCurve!$BJ$51:$BJ$90)","v":1072.8186159323079}]
[null,null,null,null,null,null,null,null,null,null,null,null,null,null,null,null,null,null,null,null,null,null,null,null,null,null,null,null,null,null,null,null,null,null,null,null,null,null,null,null,null,null,null,null,null,null,null,null,null,null,null,null,null,null,null,null,null,null,null,null,null,null,null,null,null,null,null,null,null,null,null,null,null,null,null,160,8,3824,{"$f":"OFFSET(LoadCurve!$D$1,IF($CA$1,BX3826,366-BX3826),BY3826)","v":1093},{"$f":"IF(BZ3826=SUMIF(LoadCurve!$AQ$51:$AQ$90,CB3825,LoadCurve!$BK$51:$BK$90),CB3825+1,CB3825)","v":6},1096,{"$f":"SUMIF(LoadCurve!$AQ$51:$AQ$90,CB3826,LoadCurve!$BJ$51:$BJ$90)","v":1072.8186159323079}]
[null,null,null,null,null,null,null,null,null,null,null,null,null,null,null,null,null,null,null,null,null,null,null,null,null,null,null,null,null,null,null,null,null,null,null,null,null,null,null,null,null,null,null,null,null,null,null,null,null,null,null,null,null,null,null,null,null,null,null,null,null,null,null,null,null,null,null,null,null,null,null,null,null,null,null,{"$f":"ROUNDDOWN((BZ3843-1)/24,0)+1","v":161},1,3841,{"$f":"OFFSET(LoadCurve!$D$1,IF($CA$1,BX3843,366-BX3843),BY3843)","v":1016},{"$f":"IF(BZ3843=SUMIF(LoadCurve!$AQ$51:$AQ$90,CB3842,LoadCurve!$BK$51:$BK$90),CB3842+1,CB3842)","v":6},1095,{"$f":"SUMIF(LoadCurve!$AQ$51:$AQ$90,CB3843,LoadCurve!$BJ$51:$BJ$90)","v":1072.8186159323079}]
[null,null,null,null,null,null,null,null,null,null,null,null,null,null,null,null,null,null,null,null,null,null,null,null,null,null,null,null,null,null,null,null,null,null,null,null,null,null,null,null,null,null,null,null,null,null,null,null,null,null,null,null,null,null,null,null,null,null,null,null,null,null,null,null,null,null,null,null,null,null,null,null,null,null,null,162,{"$f":"BY3843","v":1},3865,{"$f":"OFFSET(LoadCurve!$D$1,IF($CA$1,BX3867,366-BX3867),BY3867)","v":1109},{"$f":"IF(BZ3867=SUMIF(LoadCurve!$AQ$51:$AQ$90,CB3866,LoadCurve!$BK$51:$BK$90),CB3866+1,CB3866)","v":6},1094,{"$f":"SUMIF(LoadCurve!$AQ$51:$AQ$90,CB3867,LoadCurve!$BJ$51:$BJ$90)","v":1072.8186159323079}]
[null,null,null,null,null,null,null,null,null,null,null,null,null,null,null,null,null,null,null,null,null,null,null,null,null,null,null,null,null,null,null,null,null,null,null,null,null,null,null,null,null,null,null,null,null,null,null,null,null,null,null,null,null,null,null,null,null,null,null,null,null,null,null,null,null,null,null,null,null,null,null,null,null,null,null,162,12,3876,{"$f":"OFFSET(LoadCurve!$D$1,IF($CA$1,BX3878,366-BX3878),BY3878)","v":1070},{"$f":"IF(BZ3878=SUMIF(LoadCurve!$AQ$51:$AQ$90,CB3877,LoadCurve!$BK$51:$BK$90),CB3877+1,CB3877)","v":6},1094,{"$f":"SUMIF(LoadCurve!$AQ$51:$AQ$90,CB3878,LoadCurve!$BJ$51:$BJ$90)","v":1072.8186159323079}]
[null,null,null,null,null,null,null,null,null,null,null,null,null,null,null,null,null,null,null,null,null,null,null,null,null,null,null,null,null,null,null,null,null,null,null,null,null,null,null,null,null,null,null,null,null,null,null,null,null,null,null,null,null,null,null,null,null,null,null,null,null,null,null,null,null,null,null,null,null,null,null,null,null,null,null,163,5,3893,{"$f":"OFFSET(LoadCurve!$D$1,IF($CA$1,BX3895,366-BX3895),BY3895)","v":942},{"$f":"IF(BZ3895=SUMIF(LoadCurve!$AQ$51:$AQ$90,CB3894,LoadCurve!$BK$51:$BK$90),CB3894+1,CB3894)","v":6},1093,{"$f":"SUMIF(LoadCurve!$AQ$51:$AQ$90,CB3895,LoadCurve!$BJ$51:$BJ$90)","v":1072.8186159323079}]
[null,null,null,null,null,null,null,null,null,null,null,null,null,null,null,null,null,null,null,null,null,null,null,null,null,null,null,null,null,null,null,null,null,null,null,null,null,null,null,null,null,null,null,null,null,null,null,null,null,null,null,null,null,null,null,null,null,null,null,null,null,null,null,null,null,null,null,null,null,null,null,null,null,null,null,163,22,3910,{"$f":"OFFSET(LoadCurve!$D$1,IF($CA$1,BX3912,366-BX3912),BY3912)","v":1156},{"$f":"IF(BZ3912=SUMIF(LoadCurve!$AQ$51:$AQ$90,CB3911,LoadCurve!$BK$51:$BK$90),CB3911+1,CB3911)","v":6},1093,{"$f":"SUMIF(LoadCurve!$AQ$51:$AQ$90,CB3912,LoadCurve!$BJ$51:$BJ$90)","v":1072.8186159323079}]
[null,null,null,null,null,null,null,null,null,null,null,null,null,null,null,null,null,null,null,null,null,null,null,null,null,null,null,null,null,null,null,null,null,null,null,null,null,null,null,null,null,null,null,null,null,null,null,null,null,null,null,null,null,null,null,null,null,null,null,null,null,null,null,null,null,null,null,null,null,null,null,null,null,null,null,164,20,3932,{"$f":"OFFSET(LoadCurve!$D$1,IF($CA$1,BX3934,366-BX3934),BY3934)","v":1122},{"$f":"IF(BZ3934=SUMIF(LoadCurve!$AQ$51:$AQ$90,CB3933,LoadCurve!$BK$51:$BK$90),CB3933+1,CB3933)","v":6},1092,{"$f":"SUMIF(LoadCurve!$AQ$51:$AQ$90,CB3934,LoadCurve!$BJ$51:$BJ$90)","v":1072.8186159323079}]
[null,null,null,null,null,null,null,null,null,null,null,null,null,null,null,null,null,null,null,null,null,null,null,null,null,null,null,null,null,null,null,null,null,null,null,null,null,null,null,null,null,null,null,null,null,null,null,null,null,null,null,null,null,null,null,null,null,null,null,null,null,null,null,null,null,null,null,null,null,null,null,null,null,null,null,165,9,3945,{"$f":"OFFSET(LoadCurve!$D$1,IF($CA$1,BX3947,366-BX3947),BY3947)","v":878},{"$f":"IF(BZ3947=SUMIF(LoadCurve!$AQ$51:$AQ$90,CB3946,LoadCurve!$BK$51:$BK$90),CB3946+1,CB3946)","v":6},1091,{"$f":"SUMIF(LoadCurve!$AQ$51:$AQ$90,CB3947,LoadCurve!$BJ$51:$BJ$90)","v":1072.8186159323079}]
[null,null,null,null,null,null,null,null,null,null,null,null,null,null,null,null,null,null,null,null,null,null,null,null,null,null,null,null,null,null,null,null,null,null,null,null,null,null,null,null,null,null,null,null,null,null,null,null,null,null,null,null,null,null,null,null,null,null,null,null,null,null,null,null,null,null,null,null,null,null,null,null,null,null,null,166,2,3962,{"$f":"OFFSET(LoadCurve!$D$1,IF($CA$1,BX3964,366-BX3964),BY3964)","v":960},{"$f":"IF(BZ3964=SUMIF(LoadCurve!$AQ$51:$AQ$90,CB3963,LoadCurve!$BK$51:$BK$90),CB3963+1,CB3963)","v":6},1091,{"$f":"SUMIF(LoadCurve!$AQ$51:$AQ$90,CB3964,LoadCurve!$BJ$51:$BJ$90)","v":1072.8186159323079}]
[null,null,null,null,null,null,null,null,null,null,null,null,null,null,null,null,null,null,null,null,null,null,null,null,null,null,null,null,null,null,null,null,null,null,null,null,null,null,null,null,null,null,null,null,null,null,null,null,null,null,null,null,null,null,null,null,null,null,null,null,null,null,null,null,null,null,null,null,null,null,null,null,null,null,null,166,5,3965,{"$f":"OFFSET(LoadCurve!$D$1,IF($CA$1,BX3967,366-BX3967),BY3967)","v":947},{"$f":"IF(BZ3967=SUMIF(LoadCurve!$AQ$51:$AQ$90,CB3966,LoadCurve!$BK$51:$BK$90),CB3966+1,CB3966)","v":6},1091,{"$f":"SUMIF(LoadCurve!$AQ$51:$AQ$90,CB3967,LoadCurve!$BJ$51:$BJ$90)","v":1072.8186159323079}]
[null,null,null,null,null,null,null,null,null,null,null,null,null,null,null,null,null,null,null,null,null,null,null,null,null,null,null,null,null,null,null,null,null,null,null,null,null,null,null,null,null,null,null,null,null,null,null,null,null,null,null,null,null,null,null,null,null,null,null,null,null,null,null,null,null,null,null,null,null,null,null,null,null,null,null,167,13,3997,{"$f":"OFFSET(LoadCurve!$D$1,IF($CA$1,BX3999,366-BX3999),BY3999)","v":942},{"$f":"IF(BZ3999=SUMIF(LoadCurve!$AQ$51:$AQ$90,CB3998,LoadCurve!$BK$51:$BK$90),CB3998+1,CB3998)","v":6},1089.5,{"$f":"SUMIF(LoadCurve!$AQ$51:$AQ$90,CB3999,LoadCurve!$BJ$51:$BJ$90)","v":1072.8186159323079}]
[null,null,null,null,null,null,null,null,null,null,null,null,null,null,null,null,null,null,null,null,null,null,null,null,null,null,null,null,null,null,null,null,null,null,null,null,null,null,null,null,null,null,null,null,null,null,null,null,null,null,null,null,null,null,null,null,null,null,null,null,null,null,null,null,null,null,null,null,null,null,null,null,null,null,null,167,14,3998,{"$f":"OFFSET(LoadCurve!$D$1,IF($CA$1,BX4000,366-BX4000),BY4000)","v":977},{"$f":"IF(BZ4000=SUMIF(LoadCurve!$AQ$51:$AQ$90,CB3999,LoadCurve!$BK$51:$BK$90),CB3999+1,CB3999)","v":6},1089,{"$f":"SUMIF(LoadCurve!$AQ$51:$AQ$90,CB4000,LoadCurve!$BJ$51:$BJ$90)","v":1072.8186159323079}]
[null,null,null,null,null,null,null,null,null,null,null,null,null,null,null,null,null,null,null,null,null,null,null,null,null,null,null,null,null,null,null,null,null,null,null,null,null,null,null,null,null,null,null,null,null,null,null,null,null,null,null,null,null,null,null,null,null,null,null,null,null,null,null,null,null,null,null,null,null,null,null,null,null,null,null,168,7,4015,{"$f":"OFFSET(LoadCurve!$D$1,IF($CA$1,BX4017,366-BX4017),BY4017)","v":965},{"$f":"IF(BZ4017=SUMIF(LoadCurve!$AQ$51:$AQ$90,CB4016,LoadCurve!$BK$51:$BK$90),CB4016+1,CB4016)","v":6},1089,{"$f":"SUMIF(LoadCurve!$AQ$51:$AQ$90,CB4017,LoadCurve!$BJ$51:$BJ$90)","v":1072.8186159323079}]
[null,null,null,null,null,null,null,null,null,null,null,null,null,null,null,null,null,null,null,null,null,null,null,null,null,null,null,null,null,null,null,null,null,null,null,null,null,null,null,null,null,null,null,null,null,null,null,null,null,null,null,null,null,null,null,null,null,null,null,null,null,null,null,null,null,null,null,null,null,null,null,null,null,null,null,168,23,4031,{"$f":"OFFSET(LoadCurve!$D$1,IF($CA$1,BX4033,366-BX4033),BY4033)","v":1131},{"$f":"IF(BZ4033=SUMIF(LoadCurve!$AQ$51:$AQ$90,CB4032,LoadCurve!$BK$51:$BK$90),CB4032+1,CB4032)","v":6},1088,{"$f":"SUMIF(LoadCurve!$AQ$51:$AQ$90,CB4033,LoadCurve!$BJ$51:$BJ$90)","v":1072.8186159323079}]
[null,null,null,null,null,null,null,null,null,null,null,null,null,null,null,null,null,null,null,null,null,null,null,null,null,null,null,null,null,null,null,null,null,null,null,null,null,null,null,null,null,null,null,null,null,null,null,null,null,null,null,null,null,null,null,null,null,null,null,null,null,null,null,null,null,null,null,null,null,null,null,null,null,null,null,169,18,4050,{"$f":"OFFSET(LoadCurve!$D$1,IF($CA$1,BX4052,366-BX4052),BY4052)","v":1094},{"$f":"IF(BZ4052=SUMIF(LoadCurve!$AQ$51:$AQ$90,CB4051,LoadCurve!$BK$51:$BK$90),CB4051+1,CB4051)","v":7},1088,{"$f":"SUMIF(LoadCurve!$AQ$51:$AQ$90,CB4052,LoadCurve!$BJ$51:$BJ$90)","v":1053.8373123810941}]
[null,null,null,null,null,null,null,null,null,null,null,null,null,null,null,null,null,null,null,null,null,null,null,null,null,null,null,null,null,null,null,null,null,null,null,null,null,null,null,null,null,null,null,null,null,null,null,null,null,null,null,null,null,null,null,null,null,null,null,null,null,null,null,null,null,null,null,null,null,null,null,null,null,null,null,170,11,4067,{"$f":"OFFSET(LoadCurve!$D$1,IF($CA$1,BX4069,366-BX4069),BY4069)","v":1141},{"$f":"IF(BZ4069=SUMIF(LoadCurve!$AQ$51:$AQ$90,CB4068,LoadCurve!$BK$51:$BK$90),CB4068+1,CB4068)","v":7},1087,{"$f":"SUMIF(LoadCurve!$AQ$51:$AQ$90,CB4069,LoadCurve!$BJ$51:$BJ$90)","v":1053.8373123810941}]
[null,null,null,null,null,null,null,null,null,null,null,null,null,null,null,null,null,null,null,null,null,null,null,null,null,null,null,null,null,null,null,null,null,null,null,null,null,null,null,null,null,null,null,null,null,null,null,null,null,null,null,null,null,null,null,null,null,null,null,null,null,null,null,null,null,null,null,null,null,null,null,null,null,null,null,171,4,4084,{"$f":"OFFSET(LoadCurve!$D$1,IF($CA$1,BX4086,366-BX4086),BY4086)","v":928},{"$f":"IF(BZ4086=SUMIF(LoadCurve!$AQ$51:$AQ$90,CB4085,LoadCurve!$BK$51:$BK$90),CB4085+1,CB4085)","v":7},1086,{"$f":"SUMIF(LoadCurve!$AQ$51:$AQ$90,CB4086,LoadCurve!$BJ$51:$BJ$90)","v":1053.8373123810941}]
[null,null,null,null,null,null,null,null,null,null,null,null,null,null,null,null,null,null,null,null,null,null,null,null,null,null,null,null,null,null,null,null,null,null,null,null,null,null,null,null,null,null,null,null,null,null,null,null,null,null,null,null,null,null,null,null,null,null,null,null,null,null,null,null,null,null,null,null,null,null,null,null,null,null,null,171,18,{"$f":"BZ4099+1","v":4098},{"$f":"OFFSET(LoadCurve!$D$1,IF($CA$1,BX4100,366-BX4100),BY4100)","v":1032},{"$f":"IF(BZ4100=SUMIF(LoadCurve!$AQ$51:$AQ$90,CB4099,LoadCurve!$BK$51:$BK$90),CB4099+1,CB4099)","v":7},1086,{"$f":"SUMIF(LoadCurve!$AQ$51:$AQ$90,CB4100,LoadCurve!$BJ$51:$BJ$90)","v":1053.8373123810941}]
[null,null,null,null,null,null,null,null,null,null,null,null,null,null,null,null,null,null,null,null,null,null,null,null,null,null,null,null,null,null,null,null,null,null,null,null,null,null,null,null,null,null,null,null,null,null,null,null,null,null,null,null,null,null,null,null,null,null,null,null,null,null,null,null,null,null,null,null,null,null,null,null,null,null,null,172,15,4119,{"$f":"OFFSET(LoadCurve!$D$1,IF($CA$1,BX4121,366-BX4121),BY4121)","v":877},{"$f":"IF(BZ4121=SUMIF(LoadCurve!$AQ$51:$AQ$90,CB4120,LoadCurve!$BK$51:$BK$90),CB4120+1,CB4120)","v":7},1085,{"$f":"SUMIF(LoadCurve!$AQ$51:$AQ$90,CB4121,LoadCurve!$BJ$51:$BJ$90)","v":1053.8373123810941}]
[null,null,null,null,null,null,null,null,null,null,null,null,null,null,null,null,null,null,null,null,null,null,null,null,null,null,null,null,null,null,null,null,null,null,null,null,null,null,null,null,null,null,null,null,null,null,null,null,null,null,null,null,null,null,null,null,null,null,null,null,null,null,null,null,null,null,null,null,null,null,null,null,null,null,null,173,8,4136,{"$f":"OFFSET(LoadCurve!$D$1,IF($CA$1,BX4138,366-BX4138),BY4138)","v":1041},{"$f":"IF(BZ4138=SUMIF(LoadCurve!$AQ$51:$AQ$90,CB4137,LoadCurve!$BK$51:$BK$90),CB4137+1,CB4137)","v":7},1084,{"$f":"SUMIF(LoadCurve!$AQ$51:$AQ$90,CB4138,LoadCurve!$BJ$51:$BJ$90)","v":1053.8373123810941}]
[null,null,null,null,null,null,null,null,null,null,null,null,null,null,null,null,null,null,null,null,null,null,null,null,null,null,null,null,null,null,null,null,null,null,null,null,null,null,null,null,null,null,null,null,null,null,null,null,null,null,null,null,null,null,null,null,null,null,null,null,null,null,null,null,null,null,null,null,null,null,null,null,null,null,null,173,20,4148,{"$f":"OFFSET(LoadCurve!$D$1,IF($CA$1,BX4150,366-BX4150),BY4150)","v":1276},{"$f":"IF(BZ4150=SUMIF(LoadCurve!$AQ$51:$AQ$90,CB4149,LoadCurve!$BK$51:$BK$90),CB4149+1,CB4149)","v":7},1084,{"$f":"SUMIF(LoadCurve!$AQ$51:$AQ$90,CB4150,LoadCurve!$BJ$51:$BJ$90)","v":1053.8373123810941}]
[null,null,null,null,null,null,null,null,null,null,null,null,null,null,null,null,null,null,null,null,null,null,null,null,null,null,null,null,null,null,null,null,null,null,null,null,null,null,null,null,null,null,null,null,null,null,null,null,null,null,null,null,null,null,null,null,null,null,null,null,null,null,null,null,null,null,null,null,null,null,null,null,null,null,null,174,19,4171,{"$f":"OFFSET(LoadCurve!$D$1,IF($CA$1,BX4173,366-BX4173),BY4173)","v":1293},{"$f":"IF(BZ4173=SUMIF(LoadCurve!$AQ$51:$AQ$90,CB4172,LoadCurve!$BK$51:$BK$90),CB4172+1,CB4172)","v":7},1083,{"$f":"SUMIF(LoadCurve!$AQ$51:$AQ$90,CB4173,LoadCurve!$BJ$51:$BJ$90)","v":1053.8373123810941}]
[null,null,null,null,null,null,null,null,null,null,null,null,null,null,null,null,null,null,null,null,null,null,null,null,null,null,null,null,null,null,null,null,null,null,null,null,null,null,null,null,null,null,null,null,null,null,null,null,null,null,null,null,null,null,null,null,null,null,null,null,null,null,null,null,null,null,null,null,null,null,null,null,null,null,null,175,12,4188,{"$f":"OFFSET(LoadCurve!$D$1,IF($CA$1,BX4190,366-BX4190),BY4190)","v":1051},{"$f":"IF(BZ4190=SUMIF(LoadCurve!$AQ$51:$AQ$90,CB4189,LoadCurve!$BK$51:$BK$90),CB4189+1,CB4189)","v":7},1082,{"$f":"SUMIF(LoadCurve!$AQ$51:$AQ$90,CB4190,LoadCurve!$BJ$51:$BJ$90)","v":1053.8373123810941}]
[null,null,null,null,null,null,null,null,null,null,null,null,null,null,null,null,null,null,null,null,null,null,null,null,null,null,null,null,null,null,null,null,null,null,null,null,null,null,null,null,null,null,null,null,null,null,null,null,null,null,null,null,null,null,null,null,null,null,null,null,null,null,null,null,null,null,null,null,null,null,null,null,null,null,null,176,5,4205,{"$f":"OFFSET(LoadCurve!$D$1,IF($CA$1,BX4207,366-BX4207),BY4207)","v":1000},{"$f":"IF(BZ4207=SUMIF(LoadCurve!$AQ$51:$AQ$90,CB4206,LoadCurve!$BK$51:$BK$90),CB4206+1,CB4206)","v":7},1082,{"$f":"SUMIF(LoadCurve!$AQ$51:$AQ$90,CB4207,LoadCurve!$BJ$51:$BJ$90)","v":1053.8373123810941}]
[null,null,null,null,null,null,null,null,null,null,null,null,null,null,null,null,null,null,null,null,null,null,null,null,null,null,null,null,null,null,null,null,null,null,null,null,null,null,null,null,null,null,null,null,null,null,null,null,null,null,null,null,null,null,null,null,null,null,null,null,null,null,null,null,null,null,null,null,null,null,null,null,null,null,null,176,15,4215,{"$f":"OFFSET(LoadCurve!$D$1,IF($CA$1,BX4217,366-BX4217),BY4217)","v":1046},{"$f":"IF(BZ4217=SUMIF(LoadCurve!$AQ$51:$AQ$90,CB4216,LoadCurve!$BK$51:$BK$90),CB4216+1,CB4216)","v":7},1082,{"$f":"SUMIF(LoadCurve!$AQ$51:$AQ$90,CB4217,LoadCurve!$BJ$51:$BJ$90)","v":1053.8373123810941}]
[null,null,null,null,null,null,null,null,null,null,null,null,null,null,null,null,null,null,null,null,null,null,null,null,null,null,null,null,null,null,null,null,null,null,null,null,null,null,null,null,null,null,null,null,null,null,null,null,null,null,null,null,null,null,null,null,null,null,null,null,null,null,null,null,null,null,null,null,null,null,null,null,null,null,null,177,16,4240,{"$f":"OFFSET(LoadCurve!$D$1,IF($CA$1,BX4242,366-BX4242),BY4242)","v":1036},{"$f":"IF(BZ4242=SUMIF(LoadCurve!$AQ$51:$AQ$90,CB4241,LoadCurve!$BK$51:$BK$90),CB4241+1,CB4241)","v":7},1081,{"$f":"SUMIF(LoadCurve!$AQ$51:$AQ$90,CB4242,LoadCurve!$BJ$51:$BJ$90)","v":1053.8373123810941}]
[null,null,null,null,null,null,null,null,null,null,null,null,null,null,null,null,null,null,null,null,null,null,null,null,null,null,null,null,null,null,null,null,null,null,null,null,null,null,null,null,null,null,null,null,null,null,null,null,null,null,null,null,null,null,null,null,null,null,null,null,null,null,null,null,null,null,null,null,null,null,null,null,null,null,null,178,9,4257,{"$f":"OFFSET(LoadCurve!$D$1,IF($CA$1,BX4259,366-BX4259),BY4259)","v":895},{"$f":"IF(BZ4259=SUMIF(LoadCurve!$AQ$51:$AQ$90,CB4258,LoadCurve!$BK$51:$BK$90),CB4258+1,CB4258)","v":7},1080,{"$f":"SUMIF(LoadCurve!$AQ$51:$AQ$90,CB4259,LoadCurve!$BJ$51:$BJ$90)","v":1053.8373123810941}]
[null,null,null,null,null,null,null,null,null,null,null,null,null,null,null,null,null,null,null,null,null,null,null,null,null,null,null,null,null,null,null,null,null,null,null,null,null,null,null,null,null,null,null,null,null,null,null,null,null,null,null,null,null,null,null,null,null,null,null,null,null,null,null,null,null,null,null,null,null,null,null,null,null,null,null,178,17,4265,{"$f":"OFFSET(LoadCurve!$D$1,IF($CA$1,BX4267,366-BX4267),BY4267)","v":954},{"$f":"IF(BZ4267=SUMIF(LoadCurve!$AQ$51:$AQ$90,CB4266,LoadCurve!$BK$51:$BK$90),CB4266+1,CB4266)","v":7},1080,{"$f":"SUMIF(LoadCurve!$AQ$51:$AQ$90,CB4267,LoadCurve!$BJ$51:$BJ$90)","v":1053.8373123810941}]
[null,null,null,null,null,null,null,null,null,null,null,null,null,null,null,null,null,null,null,null,null,null,null,null,null,null,null,null,null,null,null,null,null,null,null,null,null,null,null,null,null,null,null,null,null,null,null,null,null,null,null,null,null,null,null,null,null,null,null,null,null,null,null,null,null,null,null,null,null,null,null,null,null,null,null,179,4,4276,{"$f":"OFFSET(LoadCurve!$D$1,IF($CA$1,BX4278,366-BX4278),BY4278)","v":892},{"$f":"IF(BZ4278=SUMIF(LoadCurve!$AQ$51:$AQ$90,CB4277,LoadCurve!$BK$51:$BK$90),CB4277+1,CB4277)","v":7},1080,{"$f":"SUMIF(LoadCurve!$AQ$51:$AQ$90,CB4278,LoadCurve!$BJ$51:$BJ$90)","v":1053.8373123810941}]
[null,null,null,null,null,null,null,null,null,null,null,null,null,null,null,null,null,null,null,null,null,null,null,null,null,null,null,null,null,null,null,null,null,null,null,null,null,null,null,null,null,null,null,null,null,null,null,null,null,null,null,null,null,null,null,null,null,null,null,null,null,null,null,null,null,null,null,null,null,null,null,null,null,null,null,179,21,4293,{"$f":"OFFSET(LoadCurve!$D$1,IF($CA$1,BX4295,366-BX4295),BY4295)","v":1077},{"$f":"IF(BZ4295=SUMIF(LoadCurve!$AQ$51:$AQ$90,CB4294,LoadCurve!$BK$51:$BK$90),CB4294+1,CB4294)","v":7},1079,{"$f":"SUMIF(LoadCurve!$AQ$51:$AQ$90,CB4295,LoadCurve!$BJ$51:$BJ$90)","v":1053.8373123810941}]
[null,null,null,null,null,null,null,null,null,null,null,null,null,null,null,null,null,null,null,null,null,null,null,null,null,null,null,null,null,null,null,null,null,null,null,null,null,null,null,null,null,null,null,null,null,null,null,null,null,null,null,null,null,null,null,null,null,null,null,null,null,null,null,null,null,null,null,null,null,null,null,null,null,null,null,180,14,4310,{"$f":"OFFSET(LoadCurve!$D$1,IF($CA$1,BX4312,366-BX4312),BY4312)","v":1019},{"$f":"IF(BZ4312=SUMIF(LoadCurve!$AQ$51:$AQ$90,CB4311,LoadCurve!$BK$51:$BK$90),CB4311+1,CB4311)","v":7},1078,{"$f":"SUMIF(LoadCurve!$AQ$51:$AQ$90,CB4312,LoadCurve!$BJ$51:$BJ$90)","v":1053.8373123810941}]
[null,null,null,null,null,null,null,null,null,null,null,null,null,null,null,null,null,null,null,null,null,null,null,null,null,null,null,null,null,null,null,null,null,null,null,null,null,null,null,null,null,null,null,null,null,null,null,null,null,null,null,null,null,null,null,null,null,null,null,null,null,null,null,null,null,null,null,null,null,null,null,null,null,null,null,181,11,4331,{"$f":"OFFSET(LoadCurve!$D$1,IF($CA$1,BX4333,366-BX4333),BY4333)","v":950},{"$f":"IF(BZ4333=SUMIF(LoadCurve!$AQ$51:$AQ$90,CB4332,LoadCurve!$BK$51:$BK$90),CB4332+1,CB4332)","v":7},1078,{"$f":"SUMIF(LoadCurve!$AQ$51:$AQ$90,CB4333,LoadCurve!$BJ$51:$BJ$90)","v":1053.8373123810941}]
[null,null,null,null,null,null,null,null,null,null,null,null,null,null,null,null,null,null,null,null,null,null,null,null,null,null,null,null,null,null,null,null,null,null,null,null,null,null,null,null,null,null,null,null,null,null,null,null,null,null,null,null,null,null,null,null,null,null,null,null,null,null,null,null,null,null,null,null,null,null,null,null,null,null,null,182,1,4345,{"$f":"OFFSET(LoadCurve!$D$1,IF($CA$1,BX4347,366-BX4347),BY4347)","v":907},{"$f":"IF(BZ4347=SUMIF(LoadCurve!$AQ$51:$AQ$90,CB4346,LoadCurve!$BK$51:$BK$90),CB4346+1,CB4346)","v":7},1077,{"$f":"SUMIF(LoadCurve!$AQ$51:$AQ$90,CB4347,LoadCurve!$BJ$51:$BJ$90)","v":1053.8373123810941}]
[null,null,null,null,null,null,null,null,null,null,null,null,null,null,null,null,null,null,null,null,null,null,null,null,null,null,null,null,null,null,null,null,null,null,null,null,null,null,null,null,null,null,null,null,null,null,null,null,null,null,null,null,null,null,null,null,null,null,null,null,null,null,null,null,null,null,null,null,null,null,null,null,null,null,null,182,18,4362,{"$f":"OFFSET(LoadCurve!$D$1,IF($CA$1,BX4364,366-BX4364),BY4364)","v":918},{"$f":"IF(BZ4364=SUMIF(LoadCurve!$AQ$51:$AQ$90,CB4363,LoadCurve!$BK$51:$BK$90),CB4363+1,CB4363)","v":7},1077,{"$f":"SUMIF(LoadCurve!$AQ$51:$AQ$90,CB4364,LoadCurve!$BJ$51:$BJ$90)","v":1053.8373123810941}]
[null,null,null,null,null,null,null,null,null,null,null,null,null,null,null,null,null,null,null,null,null,null,null,null,null,null,null,null,null,null,null,null,null,null,null,null,null,null,null,null,null,null,null,null,null,null,null,null,null,null,null,null,null,null,null,null,null,null,null,null,null,null,null,null,null,null,null,null,null,null,null,null,null,null,null,183,11,4379,{"$f":"OFFSET(LoadCurve!$D$1,IF($CA$1,BX4381,366-BX4381),BY4381)","v":1077},{"$f":"IF(BZ4381=SUMIF(LoadCurve!$AQ$51:$AQ$90,CB4380,LoadCurve!$BK$51:$BK$90),CB4380+1,CB4380)","v":7},1076,{"$f":"SUMIF(LoadCurve!$AQ$51:$AQ$90,CB4381,LoadCurve!$BJ$51:$BJ$90)","v":1053.8373123810941}]
[null,null,null,null,null,null,null,null,null,null,null,null,null,null,null,null,null,null,null,null,null,null,null,null,null,null,null,null,null,null,null,null,null,null,null,null,null,null,null,null,null,null,null,null,null,null,null,null,null,null,null,null,null,null,null,null,null,null,null,null,null,null,null,null,null,null,null,null,null,null,null,null,null,null,null,184,6,4398,{"$f":"OFFSET(LoadCurve!$D$1,IF($CA$1,BX4400,366-BX4400),BY4400)","v":1039},{"$f":"IF(BZ4400=SUMIF(LoadCurve!$AQ$51:$AQ$90,CB4399,LoadCurve!$BK$51:$BK$90),CB4399+1,CB4399)","v":7},1076,{"$f":"SUMIF(LoadCurve!$AQ$51:$AQ$90,CB4400,LoadCurve!$BJ$51:$BJ$90)","v":1053.8373123810941}]
[null,null,null,null,null,null,null,null,null,null,null,null,null,null,null,null,null,null,null,null,null,null,null,null,null,null,null,null,null,null,null,null,null,null,null,null,null,null,null,null,null,null,null,null,null,null,null,null,null,null,null,null,null,null,null,null,null,null,null,null,null,null,null,null,null,null,null,null,null,null,null,null,null,null,null,184,22,4414,{"$f":"OFFSET(LoadCurve!$D$1,IF($CA$1,BX4416,366-BX4416),BY4416)","v":1219},{"$f":"IF(BZ4416=SUMIF(LoadCurve!$AQ$51:$AQ$90,CB4415,LoadCurve!$BK$51:$BK$90),CB4415+1,CB4415)","v":7},1075,{"$f":"SUMIF(LoadCurve!$AQ$51:$AQ$90,CB4416,LoadCurve!$BJ$51:$BJ$90)","v":1053.8373123810941}]
[null,null,null,null,null,null,null,null,null,null,null,null,null,null,null,null,null,null,null,null,null,null,null,null,null,null,null,null,null,null,null,null,null,null,null,null,null,null,null,null,null,null,null,null,null,null,null,null,null,null,null,null,null,null,null,null,null,null,null,null,null,null,null,null,null,null,null,null,null,null,null,null,null,null,null,185,15,4431,{"$f":"OFFSET(LoadCurve!$D$1,IF($CA$1,BX4433,366-BX4433),BY4433)","v":968},{"$f":"IF(BZ4433=SUMIF(LoadCurve!$AQ$51:$AQ$90,CB4432,LoadCurve!$BK$51:$BK$90),CB4432+1,CB4432)","v":7},1075,{"$f":"SUMIF(LoadCurve!$AQ$51:$AQ$90,CB4433,LoadCurve!$BJ$51:$BJ$90)","v":1053.8373123810941}]
[null,null,null,null,null,null,null,null,null,null,null,null,null,null,null,null,null,null,null,null,null,null,null,null,null,null,null,null,null,null,null,null,null,null,null,null,null,null,null,null,null,null,null,null,null,null,null,null,null,null,null,null,null,null,null,null,null,null,null,null,null,null,null,null,null,null,null,null,null,null,null,null,null,null,null,186,8,4448,{"$f":"OFFSET(LoadCurve!$D$1,IF($CA$1,BX4450,366-BX4450),BY4450)","v":934},{"$f":"IF(BZ4450=SUMIF(LoadCurve!$AQ$51:$AQ$90,CB4449,LoadCurve!$BK$51:$BK$90),CB4449+1,CB4449)","v":7},1074,{"$f":"SUMIF(LoadCurve!$AQ$51:$AQ$90,CB4450,LoadCurve!$BJ$51:$BJ$90)","v":1053.8373123810941}]
[null,null,null,null,null,null,null,null,null,null,null,null,null,null,null,null,null,null,null,null,null,null,null,null,null,null,null,null,null,null,null,null,null,null,null,null,null,null,null,null,null,null,null,null,null,null,null,null,null,null,null,null,null,null,null,null,null,null,null,null,null,null,null,null,null,null,null,null,null,null,null,null,null,null,null,187,2,4466,{"$f":"OFFSET(LoadCurve!$D$1,IF($CA$1,BX4468,366-BX4468),BY4468)","v":903},{"$f":"IF(BZ4468=SUMIF(LoadCurve!$AQ$51:$AQ$90,CB4467,LoadCurve!$BK$51:$BK$90),CB4467+1,CB4467)","v":7},1074,{"$f":"SUMIF(LoadCurve!$AQ$51:$AQ$90,CB4468,LoadCurve!$BJ$51:$BJ$90)","v":1053.8373123810941}]
[null,null,null,null,null,null,null,null,null,null,null,null,null,null,null,null,null,null,null,null,null,null,null,null,null,null,null,null,null,null,null,null,null,null,null,null,null,null,null,null,null,null,null,null,null,null,null,null,null,null,null,null,null,null,null,null,null,null,null,null,null,null,null,null,null,null,null,null,null,null,null,null,null,null,null,187,19,4483,{"$f":"OFFSET(LoadCurve!$D$1,IF($CA$1,BX4485,366-BX4485),BY4485)","v":1213},{"$f":"IF(BZ4485=SUMIF(LoadCurve!$AQ$51:$AQ$90,CB4484,LoadCurve!$BK$51:$BK$90),CB4484+1,CB4484)","v":7},1073,{"$f":"SUMIF(LoadCurve!$AQ$51:$AQ$90,CB4485,LoadCurve!$BJ$51:$BJ$90)","v":1053.8373123810941}]
[null,null,null,null,null,null,null,null,null,null,null,null,null,null,null,null,null,null,null,null,null,null,null,null,null,null,null,null,null,null,null,null,null,null,null,null,null,null,null,null,null,null,null,null,null,null,null,null,null,null,null,null,null,null,null,null,null,null,null,null,null,null,null,null,null,null,null,null,null,null,null,null,null,null,null,188,12,4500,{"$f":"OFFSET(LoadCurve!$D$1,IF($CA$1,BX4502,366-BX4502),BY4502)","v":1089},{"$f":"IF(BZ4502=SUMIF(LoadCurve!$AQ$51:$AQ$90,CB4501,LoadCurve!$BK$51:$BK$90),CB4501+1,CB4501)","v":7},1073,{"$f":"SUMIF(LoadCurve!$AQ$51:$AQ$90,CB4502,LoadCurve!$BJ$51:$BJ$90)","v":1053.8373123810941}]
[null,null,null,null,null,null,null,null,null,null,null,null,null,null,null,null,null,null,null,null,null,null,null,null,null,null,null,null,null,null,null,null,null,null,null,null,null,null,null,null,null,null,null,null,null,null,null,null,null,null,null,null,null,null,null,null,null,null,null,null,null,null,null,null,null,null,null,null,null,null,null,null,null,null,null,189,2,4514,{"$f":"OFFSET(LoadCurve!$D$1,IF($CA$1,BX4516,366-BX4516),BY4516)","v":963},{"$f":"IF(BZ4516=SUMIF(LoadCurve!$AQ$51:$AQ$90,CB4515,LoadCurve!$BK$51:$BK$90),CB4515+1,CB4515)","v":7},1072,{"$f":"SUMIF(LoadCurve!$AQ$51:$AQ$90,CB4516,LoadCurve!$BJ$51:$BJ$90)","v":1053.8373123810941}]
[null,null,null,null,null,null,null,null,null,null,null,null,null,null,null,null,null,null,null,null,null,null,null,null,null,null,null,null,null,null,null,null,null,null,null,null,null,null,null,null,null,null,null,null,null,null,null,null,null,null,null,null,null,null,null,null,null,null,null,null,null,null,null,null,null,null,null,null,null,null,null,null,null,null,null,189,7,4519,{"$f":"OFFSET(LoadCurve!$D$1,IF($CA$1,BX4521,366-BX4521),BY4521)","v":969},{"$f":"IF(BZ4521=SUMIF(LoadCurve!$AQ$51:$AQ$90,CB4520,LoadCurve!$BK$51:$BK$90),CB4520+1,CB4520)","v":7},1072,{"$f":"SUMIF(LoadCurve!$AQ$51:$AQ$90,CB4521,LoadCurve!$BJ$51:$BJ$90)","v":1053.8373123810941}]
[null,null,null,null,null,null,null,null,null,null,null,null,null,null,null,null,null,null,null,null,null,null,null,null,null,null,null,null,null,null,null,null,null,null,null,null,null,null,null,null,null,null,null,null,null,null,null,null,null,null,null,null,null,null,null,null,null,null,null,null,null,null,null,null,null,null,null,null,null,null,null,null,null,null,null,189,24,4536,{"$f":"OFFSET(LoadCurve!$D$1,IF($CA$1,BX4538,366-BX4538),BY4538)","v":969},{"$f":"IF(BZ4538=SUMIF(LoadCurve!$AQ$51:$AQ$90,CB4537,LoadCurve!$BK$51:$BK$90),CB4537+1,CB4537)","v":7},1072,{"$f":"SUMIF(LoadCurve!$AQ$51:$AQ$90,CB4538,LoadCurve!$BJ$51:$BJ$90)","v":1053.8373123810941}]
[null,null,null,null,null,null,null,null,null,null,null,null,null,null,null,null,null,null,null,null,null,null,null,null,null,null,null,null,null,null,null,null,null,null,null,null,null,null,null,null,null,null,null,null,null,null,null,null,null,null,null,null,null,null,null,null,null,null,null,null,null,null,null,null,null,null,null,null,null,null,null,null,null,null,null,191,5,4565,{"$f":"OFFSET(LoadCurve!$D$1,IF($CA$1,BX4567,366-BX4567),BY4567)","v":839},{"$f":"IF(BZ4567=SUMIF(LoadCurve!$AQ$51:$AQ$90,CB4566,LoadCurve!$BK$51:$BK$90),CB4566+1,CB4566)","v":7},1071,{"$f":"SUMIF(LoadCurve!$AQ$51:$AQ$90,CB4567,LoadCurve!$BJ$51:$BJ$90)","v":1053.8373123810941}]
[null,null,null,null,null,null,null,null,null,null,null,null,null,null,null,null,null,null,null,null,null,null,null,null,null,null,null,null,null,null,null,null,null,null,null,null,null,null,null,null,null,null,null,null,null,null,null,null,null,null,null,null,null,null,null,null,null,null,null,null,null,null,null,null,null,null,null,null,null,null,null,null,null,null,null,191,11,4571,{"$f":"OFFSET(LoadCurve!$D$1,IF($CA$1,BX4573,366-BX4573),BY4573)","v":997},{"$f":"IF(BZ4573=SUMIF(LoadCurve!$AQ$51:$AQ$90,CB4572,LoadCurve!$BK$51:$BK$90),CB4572+1,CB4572)","v":7},1071,{"$f":"SUMIF(LoadCurve!$AQ$51:$AQ$90,CB4573,LoadCurve!$BJ$51:$BJ$90)","v":1053.8373123810941}]
[null,null,null,null,null,null,null,null,null,null,null,null,null,null,null,null,null,null,null,null,null,null,null,null,null,null,null,null,null,null,null,null,null,null,null,null,null,null,null,null,null,null,null,null,null,null,null,null,null,null,null,null,null,null,null,null,null,null,null,null,null,null,null,null,null,null,null,null,null,null,null,null,null,null,null,192,4,4588,{"$f":"OFFSET(LoadCurve!$D$1,IF($CA$1,BX4590,366-BX4590),BY4590)","v":881},{"$f":"IF(BZ4590=SUMIF(LoadCurve!$AQ$51:$AQ$90,CB4589,LoadCurve!$BK$51:$BK$90),CB4589+1,CB4589)","v":7},1070,{"$f":"SUMIF(LoadCurve!$AQ$51:$AQ$90,CB4590,LoadCurve!$BJ$51:$BJ$90)","v":1053.8373123810941}]
[null,null,null,null,null,null,null,null,null,null,null,null,null,null,null,null,null,null,null,null,null,null,null,null,null,null,null,null,null,null,null,null,null,null,null,null,null,null,null,null,null,null,null,null,null,null,null,null,null,null,null,null,null,null,null,null,null,null,null,null,null,null,null,null,null,null,null,null,null,null,null,null,null,null,null,192,21,4605,{"$f":"OFFSET(LoadCurve!$D$1,IF($CA$1,BX4607,366-BX4607),BY4607)","v":1167},{"$f":"IF(BZ4607=SUMIF(LoadCurve!$AQ$51:$AQ$90,CB4606,LoadCurve!$BK$51:$BK$90),CB4606+1,CB4606)","v":7},1070,{"$f":"SUMIF(LoadCurve!$AQ$51:$AQ$90,CB4607,LoadCurve!$BJ$51:$BJ$90)","v":1053.8373123810941}]
[null,null,null,null,null,null,null,null,null,null,null,null,null,null,null,null,null,null,null,null,null,null,null,null,null,null,null,null,null,null,null,null,null,null,null,null,null,null,null,null,null,null,null,null,null,null,null,null,null,null,null,null,null,null,null,null,null,null,null,null,null,null,null,null,null,null,null,null,null,null,null,null,null,null,null,193,23,4631,{"$f":"OFFSET(LoadCurve!$D$1,IF($CA$1,BX4633,366-BX4633),BY4633)","v":987},{"$f":"IF(BZ4633=SUMIF(LoadCurve!$AQ$51:$AQ$90,CB4632,LoadCurve!$BK$51:$BK$90),CB4632+1,CB4632)","v":7},1069,{"$f":"SUMIF(LoadCurve!$AQ$51:$AQ$90,CB4633,LoadCurve!$BJ$51:$BJ$90)","v":1053.8373123810941}]
[null,null,null,null,null,null,null,null,null,null,null,null,null,null,null,null,null,null,null,null,null,null,null,null,null,null,null,null,null,null,null,null,null,null,null,null,null,null,null,null,null,null,null,null,null,null,null,null,null,null,null,null,null,null,null,null,null,null,null,null,null,null,null,null,null,null,null,null,null,null,null,null,null,null,null,194,8,4640,{"$f":"OFFSET(LoadCurve!$D$1,IF($CA$1,BX4642,366-BX4642),BY4642)","v":961},{"$f":"IF(BZ4642=SUMIF(LoadCurve!$AQ$51:$AQ$90,CB4641,LoadCurve!$BK$51:$BK$90),CB4641+1,CB4641)","v":7},1068,{"$f":"SUMIF(LoadCurve!$AQ$51:$AQ$90,CB4642,LoadCurve!$BJ$51:$BJ$90)","v":1053.8373123810941}]
[null,null,null,null,null,null,null,null,null,null,null,null,null,null,null,null,null,null,null,null,null,null,null,null,null,null,null,null,null,null,null,null,null,null,null,null,null,null,null,null,null,null,null,null,null,null,null,null,null,null,null,null,null,null,null,null,null,null,null,null,null,null,null,null,null,null,null,null,null,null,null,null,null,null,null,195,1,4657,{"$f":"OFFSET(LoadCurve!$D$1,IF($CA$1,BX4659,366-BX4659),BY4659)","v":961},{"$f":"IF(BZ4659=SUMIF(LoadCurve!$AQ$51:$AQ$90,CB4658,LoadCurve!$BK$51:$BK$90),CB4658+1,CB4658)","v":7},1068,{"$f":"SUMIF(LoadCurve!$AQ$51:$AQ$90,CB4659,LoadCurve!$BJ$51:$BJ$90)","v":1053.8373123810941}]
[null,null,null,null,null,null,null,null,null,null,null,null,null,null,null,null,null,null,null,null,null,null,null,null,null,null,null,null,null,null,null,null,null,null,null,null,null,null,null,null,null,null,null,null,null,null,null,null,null,null,null,null,null,null,null,null,null,null,null,null,null,null,null,null,null,null,null,null,null,null,null,null,null,null,null,195,18,{"$f":"BZ4675+1","v":4674},{"$f":"OFFSET(LoadCurve!$D$1,IF($CA$1,BX4676,366-BX4676),BY4676)","v":1008},{"$f":"IF(BZ4676=SUMIF(LoadCurve!$AQ$51:$AQ$90,CB4675,LoadCurve!$BK$51:$BK$90),CB4675+1,CB4675)","v":7},1067,{"$f":"SUMIF(LoadCurve!$AQ$51:$AQ$90,CB4676,LoadCurve!$BJ$51:$BJ$90)","v":1053.8373123810941}]
[null,null,null,null,null,null,null,null,null,null,null,null,null,null,null,null,null,null,null,null,null,null,null,null,null,null,null,null,null,null,null,null,null,null,null,null,null,null,null,null,null,null,null,null,null,null,null,null,null,null,null,null,null,null,null,null,null,null,null,null,null,null,null,null,null,null,null,null,null,null,null,null,null,null,null,196,1,4681,{"$f":"OFFSET(LoadCurve!$D$1,IF($CA$1,BX4683,366-BX4683),BY4683)","v":931},{"$f":"IF(BZ4683=SUMIF(LoadCurve!$AQ$51:$AQ$90,CB4682,LoadCurve!$BK$51:$BK$90),CB4682+1,CB4682)","v":7},1067,{"$f":"SUMIF(LoadCurve!$AQ$51:$AQ$90,CB4683,LoadCurve!$BJ$51:$BJ$90)","v":1053.8373123810941}]
[null,null,null,null,null,null,null,null,null,null,null,null,null,null,null,null,null,null,null,null,null,null,null,null,null,null,null,null,null,null,null,null,null,null,null,null,null,null,null,null,null,null,null,null,null,null,null,null,null,null,null,null,null,null,null,null,null,null,null,null,null,null,null,null,null,null,null,null,null,null,null,null,null,null,null,197,5,4709,{"$f":"OFFSET(LoadCurve!$D$1,IF($CA$1,BX4711,366-BX4711),BY4711)","v":975},{"$f":"IF(BZ4711=SUMIF(LoadCurve!$AQ$51:$AQ$90,CB4710,LoadCurve!$BK$51:$BK$90),CB4710+1,CB4710)","v":7},1066,{"$f":"SUMIF(LoadCurve!$AQ$51:$AQ$90,CB4711,LoadCurve!$BJ$51:$BJ$90)","v":1053.8373123810941}]
[null,null,null,null,null,null,null,null,null,null,null,null,null,null,null,null,null,null,null,null,null,null,null,null,null,null,null,null,null,null,null,null,null,null,null,null,null,null,null,null,null,null,null,null,null,null,null,null,null,null,null,null,null,null,null,null,null,null,null,null,null,null,null,null,null,null,null,null,null,null,null,null,null,null,null,197,22,4726,{"$f":"OFFSET(LoadCurve!$D$1,IF($CA$1,BX4728,366-BX4728),BY4728)","v":1180},{"$f":"IF(BZ4728=SUMIF(LoadCurve!$AQ$51:$AQ$90,CB4727,LoadCurve!$BK$51:$BK$90),CB4727+1,CB4727)","v":7},1065,{"$f":"SUMIF(LoadCurve!$AQ$51:$AQ$90,CB4728,LoadCurve!$BJ$51:$BJ$90)","v":1053.8373123810941}]
[null,null,null,null,null,null,null,null,null,null,null,null,null,null,null,null,null,null,null,null,null,null,null,null,null,null,null,null,null,null,null,null,null,null,null,null,null,null,null,null,null,null,null,null,null,null,null,null,null,null,null,null,null,null,null,null,null,null,null,null,null,null,null,null,null,null,null,null,null,null,null,null,null,null,null,198,3,4731,{"$f":"OFFSET(LoadCurve!$D$1,IF($CA$1,BX4733,366-BX4733),BY4733)","v":969},{"$f":"IF(BZ4733=SUMIF(LoadCurve!$AQ$51:$AQ$90,CB4732,LoadCurve!$BK$51:$BK$90),CB4732+1,CB4732)","v":7},1065,{"$f":"SUMIF(LoadCurve!$AQ$51:$AQ$90,CB4733,LoadCurve!$BJ$51:$BJ$90)","v":1053.8373123810941}]
[null,null,null,null,null,null,null,null,null,null,null,null,null,null,null,null,null,null,null,null,null,null,null,null,null,null,null,null,null,null,null,null,null,null,null,null,null,null,null,null,null,null,null,null,null,null,null,null,null,null,null,null,null,null,null,null,null,null,null,null,null,null,null,null,null,null,null,null,null,null,null,null,null,null,null,199,{"$f":"BY4739","v":9},4761,{"$f":"OFFSET(LoadCurve!$D$1,IF($CA$1,BX4763,366-BX4763),BY4763)","v":942},{"$f":"IF(BZ4763=SUMIF(LoadCurve!$AQ$51:$AQ$90,CB4762,LoadCurve!$BK$51:$BK$90),CB4762+1,CB4762)","v":7},1064,{"$f":"SUMIF(LoadCurve!$AQ$51:$AQ$90,CB4763,LoadCurve!$BJ$51:$BJ$90)","v":1053.8373123810941}]
[null,null,null,null,null,null,null,null,null,null,null,null,null,null,null,null,null,null,null,null,null,null,null,null,null,null,null,null,null,null,null,null,null,null,null,null,null,null,null,null,null,null,null,null,null,null,null,null,null,null,null,null,null,null,null,null,null,null,null,null,null,null,null,null,null,null,null,null,null,null,null,null,null,null,null,200,2,4778,{"$f":"OFFSET(LoadCurve!$D$1,IF($CA$1,BX4780,366-BX4780),BY4780)","v":894},{"$f":"IF(BZ4780=SUMIF(LoadCurve!$AQ$51:$AQ$90,CB4779,LoadCurve!$BK$51:$BK$90),CB4779+1,CB4779)","v":7},1064,{"$f":"SUMIF(LoadCurve!$AQ$51:$AQ$90,CB4780,LoadCurve!$BJ$51:$BJ$90)","v":1053.8373123810941}]
[null,null,null,null,null,null,null,null,null,null,null,null,null,null,null,null,null,null,null,null,null,null,null,null,null,null,null,null,null,null,null,null,null,null,null,null,null,null,null,null,null,null,null,null,null,null,null,null,null,null,null,null,null,null,null,null,null,null,null,null,null,null,null,null,null,null,null,null,null,null,null,null,null,null,null,200,3,4779,{"$f":"OFFSET(LoadCurve!$D$1,IF($CA$1,BX4781,366-BX4781),BY4781)","v":899},{"$f":"IF(BZ4781=SUMIF(LoadCurve!$AQ$51:$AQ$90,CB4780,LoadCurve!$BK$51:$BK$90),CB4780+1,CB4780)","v":7},1064,{"$f":"SUMIF(LoadCurve!$AQ$51:$AQ$90,CB4781,LoadCurve!$BJ$51:$BJ$90)","v":1053.8373123810941}]
[null,null,null,null,null,null,null,null,null,null,null,null,null,null,null,null,null,null,null,null,null,null,null,null,null,null,null,null,null,null,null,null,null,null,null,null,null,null,null,null,null,null,null,null,null,null,null,null,null,null,null,null,null,null,null,null,null,null,null,null,null,null,null,null,null,null,null,null,null,null,null,null,null,null,null,200,21,4797,{"$f":"OFFSET(LoadCurve!$D$1,IF($CA$1,BX4799,366-BX4799),BY4799)","v":1200},{"$f":"IF(BZ4799=SUMIF(LoadCurve!$AQ$51:$AQ$90,CB4798,LoadCurve!$BK$51:$BK$90),CB4798+1,CB4798)","v":7},1063,{"$f":"SUMIF(LoadCurve!$AQ$51:$AQ$90,CB4799,LoadCurve!$BJ$51:$BJ$90)","v":1053.8373123810941}]
[null,null,null,null,null,null,null,null,null,null,null,null,null,null,null,null,null,null,null,null,null,null,null,null,null,null,null,null,null,null,null,null,null,null,null,null,null,null,null,null,null,null,null,null,null,null,null,null,null,null,null,null,null,null,null,null,null,null,null,null,null,null,null,null,null,null,null,null,null,null,null,null,null,null,null,201,14,4814,{"$f":"OFFSET(LoadCurve!$D$1,IF($CA$1,BX4816,366-BX4816),BY4816)","v":1079},{"$f":"IF(BZ4816=SUMIF(LoadCurve!$AQ$51:$AQ$90,CB4815,LoadCurve!$BK$51:$BK$90),CB4815+1,CB4815)","v":7},1063,{"$f":"SUMIF(LoadCurve!$AQ$51:$AQ$90,CB4816,LoadCurve!$BJ$51:$BJ$90)","v":1053.8373123810941}]
[null,null,null,null,null,null,null,null,null,null,null,null,null,null,null,null,null,null,null,null,null,null,null,null,null,null,null,null,null,null,null,null,null,null,null,null,null,null,null,null,null,null,null,null,null,null,null,null,null,null,null,null,null,null,null,null,null,null,null,null,null,null,null,null,null,null,null,null,null,null,null,null,null,null,null,202,7,4831,{"$f":"OFFSET(LoadCurve!$D$1,IF($CA$1,BX4833,366-BX4833),BY4833)","v":999},{"$f":"IF(BZ4833=SUMIF(LoadCurve!$AQ$51:$AQ$90,CB4832,LoadCurve!$BK$51:$BK$90),CB4832+1,CB4832)","v":7},1062,{"$f":"SUMIF(LoadCurve!$AQ$51:$AQ$90,CB4833,LoadCurve!$BJ$51:$BJ$90)","v":1053.8373123810941}]
[null,null,null,null,null,null,null,null,null,null,null,null,null,null,null,null,null,null,null,null,null,null,null,null,null,null,null,null,null,null,null,null,null,null,null,null,null,null,null,null,null,null,null,null,null,null,null,null,null,null,null,null,null,null,null,null,null,null,null,null,null,null,null,null,null,null,null,null,null,null,null,null,null,null,null,202,24,4848,{"$f":"OFFSET(LoadCurve!$D$1,IF($CA$1,BX4850,366-BX4850),BY4850)","v":1045},{"$f":"IF(BZ4850=SUMIF(LoadCurve!$AQ$51:$AQ$90,CB4849,LoadCurve!$BK$51:$BK$90),CB4849+1,CB4849)","v":7},1062,{"$f":"SUMIF(LoadCurve!$AQ$51:$AQ$90,CB4850,LoadCurve!$BJ$51:$BJ$90)","v":1053.8373123810941}]
[null,null,null,null,null,null,null,null,null,null,null,null,null,null,null,null,null,null,null,null,null,null,null,null,null,null,null,null,null,null,null,null,null,null,null,null,null,null,null,null,null,null,null,null,null,null,null,null,null,null,null,null,null,null,null,null,null,null,null,null,null,null,null,null,null,null,null,null,null,null,null,null,null,null,null,203,16,4864,{"$f":"OFFSET(LoadCurve!$D$1,IF($CA$1,BX4866,366-BX4866),BY4866)","v":995},{"$f":"IF(BZ4866=SUMIF(LoadCurve!$AQ$51:$AQ$90,CB4865,LoadCurve!$BK$51:$BK$90),CB4865+1,CB4865)","v":7},1061,{"$f":"SUMIF(LoadCurve!$AQ$51:$AQ$90,CB4866,LoadCurve!$BJ$51:$BJ$90)","v":1053.8373123810941}]
[null,null,null,null,null,null,null,null,null,null,null,null,null,null,null,null,null,null,null,null,null,null,null,null,null,null,null,null,null,null,null,null,null,null,null,null,null,null,null,null,null,null,null,null,null,null,null,null,null,null,null,null,null,null,null,null,null,null,null,null,null,null,null,null,null,null,null,null,null,null,null,null,null,null,null,204,11,4883,{"$f":"OFFSET(LoadCurve!$D$1,IF($CA$1,BX4885,366-BX4885),BY4885)","v":1068},{"$f":"IF(BZ4885=SUMIF(LoadCurve!$AQ$51:$AQ$90,CB4884,LoadCurve!$BK$51:$BK$90),CB4884+1,CB4884)","v":7},1060,{"$f":"SUMIF(LoadCurve!$AQ$51:$AQ$90,CB4885,LoadCurve!$BJ$51:$BJ$90)","v":1053.8373123810941}]
[null,null,null,null,null,null,null,null,null,null,null,null,null,null,null,null,null,null,null,null,null,null,null,null,null,null,null,null,null,null,null,null,null,null,null,null,null,null,null,null,null,null,null,null,null,null,null,null,null,null,null,null,null,null,null,null,null,null,null,null,null,null,null,null,null,null,null,null,null,null,null,null,null,null,null,205,4,4900,{"$f":"OFFSET(LoadCurve!$D$1,IF($CA$1,BX4902,366-BX4902),BY4902)","v":955},{"$f":"IF(BZ4902=SUMIF(LoadCurve!$AQ$51:$AQ$90,CB4901,LoadCurve!$BK$51:$BK$90),CB4901+1,CB4901)","v":7},1060,{"$f":"SUMIF(LoadCurve!$AQ$51:$AQ$90,CB4902,LoadCurve!$BJ$51:$BJ$90)","v":1053.8373123810941}]
[null,null,null,null,null,null,null,null,null,null,null,null,null,null,null,null,null,null,null,null,null,null,null,null,null,null,null,null,null,null,null,null,null,null,null,null,null,null,null,null,null,null,null,null,null,null,null,null,null,null,null,null,null,null,null,null,null,null,null,null,null,null,null,null,null,null,null,null,null,null,null,null,null,null,null,205,18,4914,{"$f":"OFFSET(LoadCurve!$D$1,IF($CA$1,BX4916,366-BX4916),BY4916)","v":1079},{"$f":"IF(BZ4916=SUMIF(LoadCurve!$AQ$51:$AQ$90,CB4915,LoadCurve!$BK$51:$BK$90),CB4915+1,CB4915)","v":7},1059,{"$f":"SUMIF(LoadCurve!$AQ$51:$AQ$90,CB4916,LoadCurve!$BJ$51:$BJ$90)","v":1053.8373123810941}]
[null,null,null,null,null,null,null,null,null,null,null,null,null,null,null,null,null,null,null,null,null,null,null,null,null,null,null,null,null,null,null,null,null,null,null,null,null,null,null,null,null,null,null,null,null,null,null,null,null,null,null,null,null,null,null,null,null,null,null,null,null,null,null,null,null,null,null,null,null,null,null,null,null,null,null,206,15,4935,{"$f":"OFFSET(LoadCurve!$D$1,IF($CA$1,BX4937,366-BX4937),BY4937)","v":914},{"$f":"IF(BZ4937=SUMIF(LoadCurve!$AQ$51:$AQ$90,CB4936,LoadCurve!$BK$51:$BK$90),CB4936+1,CB4936)","v":7},1058,{"$f":"SUMIF(LoadCurve!$AQ$51:$AQ$90,CB4937,LoadCurve!$BJ$51:$BJ$90)","v":1053.8373123810941}]
[null,null,null,null,null,null,null,null,null,null,null,null,null,null,null,null,null,null,null,null,null,null,null,null,null,null,null,null,null,null,null,null,null,null,null,null,null,null,null,null,null,null,null,null,null,null,null,null,null,null,null,null,null,null,null,null,null,null,null,null,null,null,null,null,null,null,null,null,null,null,null,null,null,null,null,207,8,4952,{"$f":"OFFSET(LoadCurve!$D$1,IF($CA$1,BX4954,366-BX4954),BY4954)","v":898},{"$f":"IF(BZ4954=SUMIF(LoadCurve!$AQ$51:$AQ$90,CB4953,LoadCurve!$BK$51:$BK$90),CB4953+1,CB4953)","v":7},1058,{"$f":"SUMIF(LoadCurve!$AQ$51:$AQ$90,CB4954,LoadCurve!$BJ$51:$BJ$90)","v":1053.8373123810941}]
[null,null,null,null,null,null,null,null,null,null,null,null,null,null,null,null,null,null,null,null,null,null,null,null,null,null,null,null,null,null,null,null,null,null,null,null,null,null,null,null,null,null,null,null,null,null,null,null,null,null,null,null,null,null,null,null,null,null,null,null,null,null,null,null,null,null,null,null,null,null,null,null,null,null,null,208,1,4969,{"$f":"OFFSET(LoadCurve!$D$1,IF($CA$1,BX4971,366-BX4971),BY4971)","v":870},{"$f":"IF(BZ4971=SUMIF(LoadCurve!$AQ$51:$AQ$90,CB4970,LoadCurve!$BK$51:$BK$90),CB4970+1,CB4970)","v":7},1057,{"$f":"SUMIF(LoadCurve!$AQ$51:$AQ$90,CB4971,LoadCurve!$BJ$51:$BJ$90)","v":1053.8373123810941}]
[null,null,null,null,null,null,null,null,null,null,null,null,null,null,null,null,null,null,null,null,null,null,null,null,null,null,null,null,null,null,null,null,null,null,null,null,null,null,null,null,null,null,null,null,null,null,null,null,null,null,null,null,null,null,null,null,null,null,null,null,null,null,null,null,null,null,null,null,null,null,null,null,null,null,null,208,13,4981,{"$f":"OFFSET(LoadCurve!$D$1,IF($CA$1,BX4983,366-BX4983),BY4983)","v":991},{"$f":"IF(BZ4983=SUMIF(LoadCurve!$AQ$51:$AQ$90,CB4982,LoadCurve!$BK$51:$BK$90),CB4982+1,CB4982)","v":7},1056,{"$f":"SUMIF(LoadCurve!$AQ$51:$AQ$90,CB4983,LoadCurve!$BJ$51:$BJ$90)","v":1053.8373123810941}]
[null,null,null,null,null,null,null,null,null,null,null,null,null,null,null,null,null,null,null,null,null,null,null,null,null,null,null,null,null,null,null,null,null,null,null,null,null,null,null,null,null,null,null,null,null,null,null,null,null,null,null,null,null,null,null,null,null,null,null,null,null,null,null,null,null,null,null,null,null,null,null,null,null,null,null,209,12,5004,{"$f":"OFFSET(LoadCurve!$D$1,IF($CA$1,BX5006,366-BX5006),BY5006)","v":997},{"$f":"IF(BZ5006=SUMIF(LoadCurve!$AQ$51:$AQ$90,CB5005,LoadCurve!$BK$51:$BK$90),CB5005+1,CB5005)","v":7},1055,{"$f":"SUMIF(LoadCurve!$AQ$51:$AQ$90,CB5006,LoadCurve!$BJ$51:$BJ$90)","v":1053.8373123810941}]
[null,null,null,null,null,null,null,null,null,null,null,null,null,null,null,null,null,null,null,null,null,null,null,null,null,null,null,null,null,null,null,null,null,null,null,null,null,null,null,null,null,null,null,null,null,null,null,null,null,null,null,null,null,null,null,null,null,null,null,null,null,null,null,null,null,null,null,null,null,null,null,null,null,null,null,210,5,5021,{"$f":"OFFSET(LoadCurve!$D$1,IF($CA$1,BX5023,366-BX5023),BY5023)","v":982},{"$f":"IF(BZ5023=SUMIF(LoadCurve!$AQ$51:$AQ$90,CB5022,LoadCurve!$BK$51:$BK$90),CB5022+1,CB5022)","v":7},1055,{"$f":"SUMIF(LoadCurve!$AQ$51:$AQ$90,CB5023,LoadCurve!$BJ$51:$BJ$90)","v":1053.8373123810941}]
[null,null,null,null,null,null,null,null,null,null,null,null,null,null,null,null,null,null,null,null,null,null,null,null,null,null,null,null,null,null,null,null,null,null,null,null,null,null,null,null,null,null,null,null,null,null,null,null,null,null,null,null,null,null,null,null,null,null,null,null,null,null,null,null,null,null,null,null,null,null,null,null,null,null,null,210,15,5031,{"$f":"OFFSET(LoadCurve!$D$1,IF($CA$1,BX5033,366-BX5033),BY5033)","v":949},{"$f":"IF(BZ5033=SUMIF(LoadCurve!$AQ$51:$AQ$90,CB5032,LoadCurve!$BK$51:$BK$90),CB5032+1,CB5032)","v":7},1054.8,{"$f":"SUMIF(LoadCurve!$AQ$51:$AQ$90,CB5033,LoadCurve!$BJ$51:$BJ$90)","v":1053.8373123810941}]
[null,null,null,null,null,null,null,null,null,null,null,null,null,null,null,null,null,null,null,null,null,null,null,null,null,null,null,null,null,null,null,null,null,null,null,null,null,null,null,null,null,null,null,null,null,null,null,null,null,null,null,null,null,null,null,null,null,null,null,null,null,null,null,null,null,null,null,null,null,null,null,null,null,null,null,210,24,5040,{"$f":"OFFSET(LoadCurve!$D$1,IF($CA$1,BX5042,366-BX5042),BY5042)","v":1021},{"$f":"IF(BZ5042=SUMIF(LoadCurve!$AQ$51:$AQ$90,CB5041,LoadCurve!$BK$51:$BK$90),CB5041+1,CB5041)","v":7},1054,{"$f":"SUMIF(LoadCurve!$AQ$51:$AQ$90,CB5042,LoadCurve!$BJ$51:$BJ$90)","v":1053.8373123810941}]
[null,null,null,null,null,null,null,null,null,null,null,null,null,null,null,null,null,null,null,null,null,null,null,null,null,null,null,null,null,null,null,null,null,null,null,null,null,null,null,null,null,null,null,null,null,null,null,null,null,null,null,null,null,null,null,null,null,null,null,null,null,null,null,null,null,null,null,null,null,null,null,null,null,null,null,{"$f":"ROUNDDOWN((BZ5059-1)/24,0)+1","v":211},17,5057,{"$f":"OFFSET(LoadCurve!$D$1,IF($CA$1,BX5059,366-BX5059),BY5059)","v":1076},{"$f":"IF(BZ5059=SUMIF(LoadCurve!$AQ$51:$AQ$90,CB5058,LoadCurve!$BK$51:$BK$90),CB5058+1,CB5058)","v":7},1054,{"$f":"SUMIF(LoadCurve!$AQ$51:$AQ$90,CB5059,LoadCurve!$BJ$51:$BJ$90)","v":1053.8373123810941}]
[null,null,null,null,null,null,null,null,null,null,null,null,null,null,null,null,null,null,null,null,null,null,null,null,null,null,null,null,null,null,null,null,null,null,null,null,null,null,null,null,null,null,null,null,null,null,null,null,null,null,null,null,null,null,null,null,null,null,null,null,null,null,null,null,null,null,null,null,null,null,null,null,null,null,null,212,10,5074,{"$f":"OFFSET(LoadCurve!$D$1,IF($CA$1,BX5076,366-BX5076),BY5076)","v":1003},{"$f":"IF(BZ5076=SUMIF(LoadCurve!$AQ$51:$AQ$90,CB5075,LoadCurve!$BK$51:$BK$90),CB5075+1,CB5075)","v":7},1053,{"$f":"SUMIF(LoadCurve!$AQ$51:$AQ$90,CB5076,LoadCurve!$BJ$51:$BJ$90)","v":1053.8373123810941}]
[null,null,null,null,null,null,null,null,null,null,null,null,null,null,null,null,null,null,null,null,null,null,null,null,null,null,null,null,null,null,null,null,null,null,null,null,null,null,null,null,null,null,null,null,null,null,null,null,null,null,null,null,null,null,null,null,null,null,null,null,null,null,null,null,null,null,null,null,null,null,null,null,null,null,null,213,9,5097,{"$f":"OFFSET(LoadCurve!$D$1,IF($CA$1,BX5099,366-BX5099),BY5099)","v":888},{"$f":"IF(BZ5099=SUMIF(LoadCurve!$AQ$51:$AQ$90,CB5098,LoadCurve!$BK$51:$BK$90),CB5098+1,CB5098)","v":7},1053,{"$f":"SUMIF(LoadCurve!$AQ$51:$AQ$90,CB5099,LoadCurve!$BJ$51:$BJ$90)","v":1053.8373123810941}]
[null,null,null,null,null,null,null,null,null,null,null,null,null,null,null,null,null,null,null,null,null,null,null,null,null,null,null,null,null,null,null,null,null,null,null,null,null,null,null,null,null,null,null,null,null,null,null,null,null,null,null,null,null,null,null,null,null,null,null,null,null,null,null,null,null,null,null,null,null,null,null,null,null,null,null,213,21,5109,{"$f":"OFFSET(LoadCurve!$D$1,IF($CA$1,BX5111,366-BX5111),BY5111)","v":1153.4000000000001},{"$f":"IF(BZ5111=SUMIF(LoadCurve!$AQ$51:$AQ$90,CB5110,LoadCurve!$BK$51:$BK$90),CB5110+1,CB5110)","v":7},1052,{"$f":"SUMIF(LoadCurve!$AQ$51:$AQ$90,CB5111,LoadCurve!$BJ$51:$BJ$90)","v":1053.8373123810941}]
[null,null,null,null,null,null,null,null,null,null,null,null,null,null,null,null,null,null,null,null,null,null,null,null,null,null,null,null,null,null,null,null,null,null,null,null,null,null,null,null,null,null,null,null,null,null,null,null,null,null,null,null,null,null,null,null,null,null,null,null,null,null,null,null,null,null,null,null,null,null,null,null,null,null,null,214,14,5126,{"$f":"OFFSET(LoadCurve!$D$1,IF($CA$1,BX5128,366-BX5128),BY5128)","v":832},{"$f":"IF(BZ5128=SUMIF(LoadCurve!$AQ$51:$AQ$90,CB5127,LoadCurve!$BK$51:$BK$90),CB5127+1,CB5127)","v":7},1052,{"$f":"SUMIF(LoadCurve!$AQ$51:$AQ$90,CB5128,LoadCurve!$BJ$51:$BJ$90)","v":1053.8373123810941}]
[null,null,null,null,null,null,null,null,null,null,null,null,null,null,null,null,null,null,null,null,null,null,null,null,null,null,null,null,null,null,null,null,null,null,null,null,null,null,null,null,null,null,null,null,null,null,null,null,null,null,null,null,null,null,null,null,null,null,null,null,null,null,null,null,null,null,null,null,null,null,null,null,null,null,null,215,7,5143,{"$f":"OFFSET(LoadCurve!$D$1,IF($CA$1,BX5145,366-BX5145),BY5145)","v":945},{"$f":"IF(BZ5145=SUMIF(LoadCurve!$AQ$51:$AQ$90,CB5144,LoadCurve!$BK$51:$BK$90),CB5144+1,CB5144)","v":7},1051,{"$f":"SUMIF(LoadCurve!$AQ$51:$AQ$90,CB5145,LoadCurve!$BJ$51:$BJ$90)","v":1053.8373123810941}]
[null,null,null,null,null,null,null,null,null,null,null,null,null,null,null,null,null,null,null,null,null,null,null,null,null,null,null,null,null,null,null,null,null,null,null,null,null,null,null,null,null,null,null,null,null,null,null,null,null,null,null,null,null,null,null,null,null,null,null,null,null,null,null,null,null,null,null,null,null,null,null,null,null,null,null,216,4,5164,{"$f":"OFFSET(LoadCurve!$D$1,IF($CA$1,BX5166,366-BX5166),BY5166)","v":913},{"$f":"IF(BZ5166=SUMIF(LoadCurve!$AQ$51:$AQ$90,CB5165,LoadCurve!$BK$51:$BK$90),CB5165+1,CB5165)","v":7},1051,{"$f":"SUMIF(LoadCurve!$AQ$51:$AQ$90,CB5166,LoadCurve!$BJ$51:$BJ$90)","v":1053.8373123810941}]
[null,null,null,null,null,null,null,null,null,null,null,null,null,null,null,null,null,null,null,null,null,null,null,null,null,null,null,null,null,null,null,null,null,null,null,null,null,null,null,null,null,null,null,null,null,null,null,null,null,null,null,null,null,null,null,null,null,null,null,null,null,null,null,null,null,null,null,null,null,null,null,null,null,null,null,216,18,5178,{"$f":"OFFSET(LoadCurve!$D$1,IF($CA$1,BX5180,366-BX5180),BY5180)","v":930},{"$f":"IF(BZ5180=SUMIF(LoadCurve!$AQ$51:$AQ$90,CB5179,LoadCurve!$BK$51:$BK$90),CB5179+1,CB5179)","v":7},1050,{"$f":"SUMIF(LoadCurve!$AQ$51:$AQ$90,CB5180,LoadCurve!$BJ$51:$BJ$90)","v":1053.8373123810941}]
[null,null,null,null,null,null,null,null,null,null,null,null,null,null,null,null,null,null,null,null,null,null,null,null,null,null,null,null,null,null,null,null,null,null,null,null,null,null,null,null,null,null,null,null,null,null,null,null,null,null,null,null,null,null,null,null,null,null,null,null,null,null,null,null,null,null,null,null,null,null,null,null,null,null,null,217,11,5195,{"$f":"OFFSET(LoadCurve!$D$1,IF($CA$1,BX5197,366-BX5197),BY5197)","v":996},{"$f":"IF(BZ5197=SUMIF(LoadCurve!$AQ$51:$AQ$90,CB5196,LoadCurve!$BK$51:$BK$90),CB5196+1,CB5196)","v":7},1050,{"$f":"SUMIF(LoadCurve!$AQ$51:$AQ$90,CB5197,LoadCurve!$BJ$51:$BJ$90)","v":1053.8373123810941}]
[null,null,null,null,null,null,null,null,null,null,null,null,null,null,null,null,null,null,null,null,null,null,null,null,null,null,null,null,null,null,null,null,null,null,null,null,null,null,null,null,null,null,null,null,null,null,null,null,null,null,null,null,null,null,null,null,null,null,null,null,null,null,null,null,null,null,null,null,null,null,null,null,null,null,null,218,6,5214,{"$f":"OFFSET(LoadCurve!$D$1,IF($CA$1,BX5216,366-BX5216),BY5216)","v":964},{"$f":"IF(BZ5216=SUMIF(LoadCurve!$AQ$51:$AQ$90,CB5215,LoadCurve!$BK$51:$BK$90),CB5215+1,CB5215)","v":7},1049,{"$f":"SUMIF(LoadCurve!$AQ$51:$AQ$90,CB5216,LoadCurve!$BJ$51:$BJ$90)","v":1053.8373123810941}]
[null,null,null,null,null,null,null,null,null,null,null,null,null,null,null,null,null,null,null,null,null,null,null,null,null,null,null,null,null,null,null,null,null,null,null,null,null,null,null,null,null,null,null,null,null,null,null,null,null,null,null,null,null,null,null,null,null,null,null,null,null,null,null,null,null,null,null,null,null,null,null,null,null,null,null,218,22,5230,{"$f":"OFFSET(LoadCurve!$D$1,IF($CA$1,BX5232,366-BX5232),BY5232)","v":1120},{"$f":"IF(BZ5232=SUMIF(LoadCurve!$AQ$51:$AQ$90,CB5231,LoadCurve!$BK$51:$BK$90),CB5231+1,CB5231)","v":7},1049,{"$f":"SUMIF(LoadCurve!$AQ$51:$AQ$90,CB5232,LoadCurve!$BJ$51:$BJ$90)","v":1053.8373123810941}]
[null,null,null,null,null,null,null,null,null,null,null,null,null,null,null,null,null,null,null,null,null,null,null,null,null,null,null,null,null,null,null,null,null,null,null,null,null,null,null,null,null,null,null,null,null,null,null,null,null,null,null,null,null,null,null,null,null,null,null,null,null,null,null,null,null,null,null,null,null,null,null,null,null,null,null,219,15,5247,{"$f":"OFFSET(LoadCurve!$D$1,IF($CA$1,BX5249,366-BX5249),BY5249)","v":1025},{"$f":"IF(BZ5249=SUMIF(LoadCurve!$AQ$51:$AQ$90,CB5248,LoadCurve!$BK$51:$BK$90),CB5248+1,CB5248)","v":7},1048,{"$f":"SUMIF(LoadCurve!$AQ$51:$AQ$90,CB5249,LoadCurve!$BJ$51:$BJ$90)","v":1053.8373123810941}]
[null,null,null,null,null,null,null,null,null,null,null,null,null,null,null,null,null,null,null,null,null,null,null,null,null,null,null,null,null,null,null,null,null,null,null,null,null,null,null,null,null,null,null,null,null,null,null,null,null,null,null,null,null,null,null,null,null,null,null,null,null,null,null,null,null,null,null,null,null,null,null,null,null,null,null,220,8,5264,{"$f":"OFFSET(LoadCurve!$D$1,IF($CA$1,BX5266,366-BX5266),BY5266)","v":921},{"$f":"IF(BZ5266=SUMIF(LoadCurve!$AQ$51:$AQ$90,CB5265,LoadCurve!$BK$51:$BK$90),CB5265+1,CB5265)","v":7},1048,{"$f":"SUMIF(LoadCurve!$AQ$51:$AQ$90,CB5266,LoadCurve!$BJ$51:$BJ$90)","v":1053.8373123810941}]
[null,null,null,null,null,null,null,null,null,null,null,null,null,null,null,null,null,null,null,null,null,null,null,null,null,null,null,null,null,null,null,null,null,null,null,null,null,null,null,null,null,null,null,null,null,null,null,null,null,null,null,null,null,null,null,null,null,null,null,null,null,null,null,null,null,null,null,null,null,null,null,null,null,null,null,220,24,5280,{"$f":"OFFSET(LoadCurve!$D$1,IF($CA$1,BX5282,366-BX5282),BY5282)","v":989},{"$f":"IF(BZ5282=SUMIF(LoadCurve!$AQ$51:$AQ$90,CB5281,LoadCurve!$BK$51:$BK$90),CB5281+1,CB5281)","v":7},1047,{"$f":"SUMIF(LoadCurve!$AQ$51:$AQ$90,CB5282,LoadCurve!$BJ$51:$BJ$90)","v":1053.8373123810941}]
[null,null,null,null,null,null,null,null,null,null,null,null,null,null,null,null,null,null,null,null,null,null,null,null,null,null,null,null,null,null,null,null,null,null,null,null,null,null,null,null,null,null,null,null,null,null,null,null,null,null,null,null,null,null,null,null,null,null,null,null,null,null,null,null,null,null,null,null,null,null,null,null,null,null,null,221,19,5299,{"$f":"OFFSET(LoadCurve!$D$1,IF($CA$1,BX5301,366-BX5301),BY5301)","v":1120},{"$f":"IF(BZ5301=SUMIF(LoadCurve!$AQ$51:$AQ$90,CB5300,LoadCurve!$BK$51:$BK$90),CB5300+1,CB5300)","v":7},1046,{"$f":"SUMIF(LoadCurve!$AQ$51:$AQ$90,CB5301,LoadCurve!$BJ$51:$BJ$90)","v":1053.8373123810941}]
[null,null,null,null,null,null,null,null,null,null,null,null,null,null,null,null,null,null,null,null,null,null,null,null,null,null,null,null,null,null,null,null,null,null,null,null,null,null,null,null,null,null,null,null,null,null,null,null,null,null,null,null,null,null,null,null,null,null,null,null,null,null,null,null,null,null,null,null,null,null,null,null,null,null,null,221,20,5300,{"$f":"OFFSET(LoadCurve!$D$1,IF($CA$1,BX5302,366-BX5302),BY5302)","v":1157},{"$f":"IF(BZ5302=SUMIF(LoadCurve!$AQ$51:$AQ$90,CB5301,LoadCurve!$BK$51:$BK$90),CB5301+1,CB5301)","v":7},1046,{"$f":"SUMIF(LoadCurve!$AQ$51:$AQ$90,CB5302,LoadCurve!$BJ$51:$BJ$90)","v":1053.8373123810941}]
[null,null,null,null,null,null,null,null,null,null,null,null,null,null,null,null,null,null,null,null,null,null,null,null,null,null,null,null,null,null,null,null,null,null,null,null,null,null,null,null,null,null,null,null,null,null,null,null,null,null,null,null,null,null,null,null,null,null,null,null,null,null,null,null,null,null,null,null,null,null,null,null,null,null,null,222,13,5317,{"$f":"OFFSET(LoadCurve!$D$1,IF($CA$1,BX5319,366-BX5319),BY5319)","v":1039},{"$f":"IF(BZ5319=SUMIF(LoadCurve!$AQ$51:$AQ$90,CB5318,LoadCurve!$BK$51:$BK$90),CB5318+1,CB5318)","v":7},1046,{"$f":"SUMIF(LoadCurve!$AQ$51:$AQ$90,CB5319,LoadCurve!$BJ$51:$BJ$90)","v":1053.8373123810941}]
[null,null,null,null,null,null,null,null,null,null,null,null,null,null,null,null,null,null,null,null,null,null,null,null,null,null,null,null,null,null,null,null,null,null,null,null,null,null,null,null,null,null,null,null,null,null,null,null,null,null,null,null,null,null,null,null,null,null,null,null,null,null,null,null,null,null,null,null,null,null,null,null,null,null,null,223,19,5347,{"$f":"OFFSET(LoadCurve!$D$1,IF($CA$1,BX5349,366-BX5349),BY5349)","v":1232.5999999999999},{"$f":"IF(BZ5349=SUMIF(LoadCurve!$AQ$51:$AQ$90,CB5348,LoadCurve!$BK$51:$BK$90),CB5348+1,CB5348)","v":7},1045,{"$f":"SUMIF(LoadCurve!$AQ$51:$AQ$90,CB5349,LoadCurve!$BJ$51:$BJ$90)","v":1053.8373123810941}]
[null,null,null,null,null,null,null,null,null,null,null,null,null,null,null,null,null,null,null,null,null,null,null,null,null,null,null,null,null,null,null,null,null,null,null,null,null,null,null,null,null,null,null,null,null,null,null,null,null,null,null,null,null,null,null,null,null,null,null,null,null,null,null,null,null,null,null,null,null,null,null,null,null,null,null,223,24,5352,{"$f":"OFFSET(LoadCurve!$D$1,IF($CA$1,BX5354,366-BX5354),BY5354)","v":987},{"$f":"IF(BZ5354=SUMIF(LoadCurve!$AQ$51:$AQ$90,CB5353,LoadCurve!$BK$51:$BK$90),CB5353+1,CB5353)","v":7},1045,{"$f":"SUMIF(LoadCurve!$AQ$51:$AQ$90,CB5354,LoadCurve!$BJ$51:$BJ$90)","v":1053.8373123810941}]
[null,null,null,null,null,null,null,null,null,null,null,null,null,null,null,null,null,null,null,null,null,null,null,null,null,null,null,null,null,null,null,null,null,null,null,null,null,null,null,null,null,null,null,null,null,null,null,null,null,null,null,null,null,null,null,null,null,null,null,null,null,null,null,null,null,null,null,null,null,null,null,null,null,null,null,224,17,5369,{"$f":"OFFSET(LoadCurve!$D$1,IF($CA$1,BX5371,366-BX5371),BY5371)","v":1007},{"$f":"IF(BZ5371=SUMIF(LoadCurve!$AQ$51:$AQ$90,CB5370,LoadCurve!$BK$51:$BK$90),CB5370+1,CB5370)","v":7},1044,{"$f":"SUMIF(LoadCurve!$AQ$51:$AQ$90,CB5371,LoadCurve!$BJ$51:$BJ$90)","v":1053.8373123810941}]
[null,null,null,null,null,null,null,null,null,null,null,null,null,null,null,null,null,null,null,null,null,null,null,null,null,null,null,null,null,null,null,null,null,null,null,null,null,null,null,null,null,null,null,null,null,null,null,null,null,null,null,null,null,null,null,null,null,null,null,null,null,null,null,null,null,null,null,null,null,null,null,null,null,null,null,225,21,5397,{"$f":"OFFSET(LoadCurve!$D$1,IF($CA$1,BX5399,366-BX5399),BY5399)","v":1215},{"$f":"IF(BZ5399=SUMIF(LoadCurve!$AQ$51:$AQ$90,CB5398,LoadCurve!$BK$51:$BK$90),CB5398+1,CB5398)","v":7},1043,{"$f":"SUMIF(LoadCurve!$AQ$51:$AQ$90,CB5399,LoadCurve!$BJ$51:$BJ$90)","v":1053.8373123810941}]
[null,null,null,null,null,null,null,null,null,null,null,null,null,null,null,null,null,null,null,null,null,null,null,null,null,null,null,null,null,null,null,null,null,null,null,null,null,null,null,null,null,null,null,null,null,null,null,null,null,null,null,null,null,null,null,null,null,null,null,null,null,null,null,null,null,null,null,null,null,null,null,null,null,null,null,226,4,5404,{"$f":"OFFSET(LoadCurve!$D$1,IF($CA$1,BX5406,366-BX5406),BY5406)","v":927},{"$f":"IF(BZ5406=SUMIF(LoadCurve!$AQ$51:$AQ$90,CB5405,LoadCurve!$BK$51:$BK$90),CB5405+1,CB5405)","v":7},1043,{"$f":"SUMIF(LoadCurve!$AQ$51:$AQ$90,CB5406,LoadCurve!$BJ$51:$BJ$90)","v":1053.8373123810941}]
[null,null,null,null,null,null,null,null,null,null,null,null,null,null,null,null,null,null,null,null,null,null,null,null,null,null,null,null,null,null,null,null,null,null,null,null,null,null,null,null,null,null,null,null,null,null,null,null,null,null,null,null,null,null,null,null,null,null,null,null,null,null,null,null,null,null,null,null,null,null,null,null,null,null,null,226,21,5421,{"$f":"OFFSET(LoadCurve!$D$1,IF($CA$1,BX5423,366-BX5423),BY5423)","v":1223.0999999999999},{"$f":"IF(BZ5423=SUMIF(LoadCurve!$AQ$51:$AQ$90,CB5422,LoadCurve!$BK$51:$BK$90),CB5422+1,CB5422)","v":7},1042,{"$f":"SUMIF(LoadCurve!$AQ$51:$AQ$90,CB5423,LoadCurve!$BJ$51:$BJ$90)","v":1053.8373123810941}]
[null,null,null,null,null,null,null,null,null,null,null,null,null,null,null,null,null,null,null,null,null,null,null,null,null,null,null,null,null,null,null,null,null,null,null,null,null,null,null,null,null,null,null,null,null,null,null,null,null,null,null,null,null,null,null,null,null,null,null,null,null,null,null,null,null,null,null,null,null,null,null,null,null,null,null,227,14,5438,{"$f":"OFFSET(LoadCurve!$D$1,IF($CA$1,BX5440,366-BX5440),BY5440)","v":940},{"$f":"IF(BZ5440=SUMIF(LoadCurve!$AQ$51:$AQ$90,CB5439,LoadCurve!$BK$51:$BK$90),CB5439+1,CB5439)","v":7},1042,{"$f":"SUMIF(LoadCurve!$AQ$51:$AQ$90,CB5440,LoadCurve!$BJ$51:$BJ$90)","v":1053.8373123810941}]
[null,null,null,null,null,null,null,null,null,null,null,null,null,null,null,null,null,null,null,null,null,null,null,null,null,null,null,null,null,null,null,null,null,null,null,null,null,null,null,null,null,null,null,null,null,null,null,null,null,null,null,null,null,null,null,null,null,null,null,null,null,null,null,null,null,null,null,null,null,null,null,null,null,null,null,227,23,5447,{"$f":"OFFSET(LoadCurve!$D$1,IF($CA$1,BX5449,366-BX5449),BY5449)","v":1104},{"$f":"IF(BZ5449=SUMIF(LoadCurve!$AQ$51:$AQ$90,CB5448,LoadCurve!$BK$51:$BK$90),CB5448+1,CB5448)","v":7},1041,{"$f":"SUMIF(LoadCurve!$AQ$51:$AQ$90,CB5449,LoadCurve!$BJ$51:$BJ$90)","v":1053.8373123810941}]
[null,null,null,null,null,null,null,null,null,null,null,null,null,null,null,null,null,null,null,null,null,null,null,null,null,null,null,null,null,null,null,null,null,null,null,null,null,null,null,null,null,null,null,null,null,null,null,null,null,null,null,null,null,null,null,null,null,null,null,null,null,null,null,null,null,null,null,null,null,null,null,null,null,null,null,229,1,5473,{"$f":"OFFSET(LoadCurve!$D$1,IF($CA$1,BX5475,366-BX5475),BY5475)","v":905},{"$f":"IF(BZ5475=SUMIF(LoadCurve!$AQ$51:$AQ$90,CB5474,LoadCurve!$BK$51:$BK$90),CB5474+1,CB5474)","v":7},1041,{"$f":"SUMIF(LoadCurve!$AQ$51:$AQ$90,CB5475,LoadCurve!$BJ$51:$BJ$90)","v":1053.8373123810941}]
[null,null,null,null,null,null,null,null,null,null,null,null,null,null,null,null,null,null,null,null,null,null,null,null,null,null,null,null,null,null,null,null,null,null,null,null,null,null,null,null,null,null,null,null,null,null,null,null,null,null,null,null,null,null,null,null,null,null,null,null,null,null,null,null,null,null,null,null,null,null,null,null,null,null,null,229,18,5490,{"$f":"OFFSET(LoadCurve!$D$1,IF($CA$1,BX5492,366-BX5492),BY5492)","v":1069},{"$f":"IF(BZ5492=SUMIF(LoadCurve!$AQ$51:$AQ$90,CB5491,LoadCurve!$BK$51:$BK$90),CB5491+1,CB5491)","v":7},1040,{"$f":"SUMIF(LoadCurve!$AQ$51:$AQ$90,CB5492,LoadCurve!$BJ$51:$BJ$90)","v":1053.8373123810941}]
[null,null,null,null,null,null,null,null,null,null,null,null,null,null,null,null,null,null,null,null,null,null,null,null,null,null,null,null,null,null,null,null,null,null,null,null,null,null,null,null,null,null,null,null,null,null,null,null,null,null,null,null,null,null,null,null,null,null,null,null,null,null,null,null,null,null,null,null,null,null,null,null,null,null,null,230,1,5497,{"$f":"OFFSET(LoadCurve!$D$1,IF($CA$1,BX5499,366-BX5499),BY5499)","v":989},{"$f":"IF(BZ5499=SUMIF(LoadCurve!$AQ$51:$AQ$90,CB5498,LoadCurve!$BK$51:$BK$90),CB5498+1,CB5498)","v":7},1040,{"$f":"SUMIF(LoadCurve!$AQ$51:$AQ$90,CB5499,LoadCurve!$BJ$51:$BJ$90)","v":1053.8373123810941}]
[null,null,null,null,null,null,null,null,null,null,null,null,null,null,null,null,null,null,null,null,null,null,null,null,null,null,null,null,null,null,null,null,null,null,null,null,null,null,null,null,null,null,null,null,null,null,null,null,null,null,null,null,null,null,null,null,null,null,null,null,null,null,null,null,null,null,null,null,null,null,null,null,null,null,null,231,5,5525,{"$f":"OFFSET(LoadCurve!$D$1,IF($CA$1,BX5527,366-BX5527),BY5527)","v":961},{"$f":"IF(BZ5527=SUMIF(LoadCurve!$AQ$51:$AQ$90,CB5526,LoadCurve!$BK$51:$BK$90),CB5526+1,CB5526)","v":7},1039,{"$f":"SUMIF(LoadCurve!$AQ$51:$AQ$90,CB5527,LoadCurve!$BJ$51:$BJ$90)","v":1053.8373123810941}]
[null,null,null,null,null,null,null,null,null,null,null,null,null,null,null,null,null,null,null,null,null,null,null,null,null,null,null,null,null,null,null,null,null,null,null,null,null,null,null,null,null,null,null,null,null,null,null,null,null,null,null,null,null,null,null,null,null,null,null,null,null,null,null,null,null,null,null,null,null,null,null,null,null,null,null,231,22,5542,{"$f":"OFFSET(LoadCurve!$D$1,IF($CA$1,BX5544,366-BX5544),BY5544)","v":1180},{"$f":"IF(BZ5544=SUMIF(LoadCurve!$AQ$51:$AQ$90,CB5543,LoadCurve!$BK$51:$BK$90),CB5543+1,CB5543)","v":7},1038,{"$f":"SUMIF(LoadCurve!$AQ$51:$AQ$90,CB5544,LoadCurve!$BJ$51:$BJ$90)","v":1053.8373123810941}]
[null,null,null,null,null,null,null,null,null,null,null,null,null,null,null,null,null,null,null,null,null,null,null,null,null,null,null,null,null,null,null,null,null,null,null,null,null,null,null,null,null,null,null,null,null,null,null,null,null,null,null,null,null,null,null,null,null,null,null,null,null,null,null,null,null,null,null,null,null,null,null,null,null,null,null,232,15,5559,{"$f":"OFFSET(LoadCurve!$D$1,IF($CA$1,BX5561,366-BX5561),BY5561)","v":1129},{"$f":"IF(BZ5561=SUMIF(LoadCurve!$AQ$51:$AQ$90,CB5560,LoadCurve!$BK$51:$BK$90),CB5560+1,CB5560)","v":7},1038,{"$f":"SUMIF(LoadCurve!$AQ$51:$AQ$90,CB5561,LoadCurve!$BJ$51:$BJ$90)","v":1053.8373123810941}]
[null,null,null,null,null,null,null,null,null,null,null,null,null,null,null,null,null,null,null,null,null,null,null,null,null,null,null,null,null,null,null,null,null,null,null,null,null,null,null,null,null,null,null,null,null,null,null,null,null,null,null,null,null,null,null,null,null,null,null,null,null,null,null,null,null,null,null,null,null,null,null,null,null,null,null,232,19,5563,{"$f":"OFFSET(LoadCurve!$D$1,IF($CA$1,BX5565,366-BX5565),BY5565)","v":1275},{"$f":"IF(BZ5565=SUMIF(LoadCurve!$AQ$51:$AQ$90,CB5564,LoadCurve!$BK$51:$BK$90),CB5564+1,CB5564)","v":8},1038,{"$f":"SUMIF(LoadCurve!$AQ$51:$AQ$90,CB5565,LoadCurve!$BJ$51:$BJ$90)","v":1042.9053733257481}]
[null,null,null,null,null,null,null,null,null,null,null,null,null,null,null,null,null,null,null,null,null,null,null,null,null,null,null,null,null,null,null,null,null,null,null,null,null,null,null,null,null,null,null,null,null,null,null,null,null,null,null,null,null,null,null,null,null,null,null,null,null,null,null,null,null,null,null,null,null,null,null,null,null,null,null,233,10,5578,{"$f":"OFFSET(LoadCurve!$D$1,IF($CA$1,BX5580,366-BX5580),BY5580)","v":1080},{"$f":"IF(BZ5580=SUMIF(LoadCurve!$AQ$51:$AQ$90,CB5579,LoadCurve!$BK$51:$BK$90),CB5579+1,CB5579)","v":8},1037,{"$f":"SUMIF(LoadCurve!$AQ$51:$AQ$90,CB5580,LoadCurve!$BJ$51:$BJ$90)","v":1042.9053733257481}]
[null,null,null,null,null,null,null,null,null,null,null,null,null,null,null,null,null,null,null,null,null,null,null,null,null,null,null,null,null,null,null,null,null,null,null,null,null,null,null,null,null,null,null,null,null,null,null,null,null,null,null,null,null,null,null,null,null,null,null,null,null,null,null,null,null,null,null,null,null,null,null,null,null,null,null,234,3,5595,{"$f":"OFFSET(LoadCurve!$D$1,IF($CA$1,BX5597,366-BX5597),BY5597)","v":1031},{"$f":"IF(BZ5597=SUMIF(LoadCurve!$AQ$51:$AQ$90,CB5596,LoadCurve!$BK$51:$BK$90),CB5596+1,CB5596)","v":8},1037,{"$f":"SUMIF(LoadCurve!$AQ$51:$AQ$90,CB5597,LoadCurve!$BJ$51:$BJ$90)","v":1042.9053733257481}]
[null,null,null,null,null,null,null,null,null,null,null,null,null,null,null,null,null,null,null,null,null,null,null,null,null,null,null,null,null,null,null,null,null,null,null,null,null,null,null,null,null,null,null,null,null,null,null,null,null,null,null,null,null,null,null,null,null,null,null,null,null,null,null,null,null,null,null,null,null,null,null,null,null,null,null,234,20,5612,{"$f":"OFFSET(LoadCurve!$D$1,IF($CA$1,BX5614,366-BX5614),BY5614)","v":1257},{"$f":"IF(BZ5614=SUMIF(LoadCurve!$AQ$51:$AQ$90,CB5613,LoadCurve!$BK$51:$BK$90),CB5613+1,CB5613)","v":8},1036,{"$f":"SUMIF(LoadCurve!$AQ$51:$AQ$90,CB5614,LoadCurve!$BJ$51:$BJ$90)","v":1042.9053733257481}]
[null,null,null,null,null,null,null,null,null,null,null,null,null,null,null,null,null,null,null,null,null,null,null,null,null,null,null,null,null,null,null,null,null,null,null,null,null,null,null,null,null,null,null,null,null,null,null,null,null,null,null,null,null,null,null,null,null,null,null,null,null,null,null,null,null,null,null,null,null,null,null,null,null,null,null,235,14,5630,{"$f":"OFFSET(LoadCurve!$D$1,IF($CA$1,BX5632,366-BX5632),BY5632)","v":868},{"$f":"IF(BZ5632=SUMIF(LoadCurve!$AQ$51:$AQ$90,CB5631,LoadCurve!$BK$51:$BK$90),CB5631+1,CB5631)","v":8},1035.0999999999999,{"$f":"SUMIF(LoadCurve!$AQ$51:$AQ$90,CB5632,LoadCurve!$BJ$51:$BJ$90)","v":1042.9053733257481}]
[null,null,null,null,null,null,null,null,null,null,null,null,null,null,null,null,null,null,null,null,null,null,null,null,null,null,null,null,null,null,null,null,null,null,null,null,null,null,null,null,null,null,null,null,null,null,null,null,null,null,null,null,null,null,null,null,null,null,null,null,null,null,null,null,null,null,null,null,null,null,null,null,null,null,null,236,7,5647,{"$f":"OFFSET(LoadCurve!$D$1,IF($CA$1,BX5649,366-BX5649),BY5649)","v":944},{"$f":"IF(BZ5649=SUMIF(LoadCurve!$AQ$51:$AQ$90,CB5648,LoadCurve!$BK$51:$BK$90),CB5648+1,CB5648)","v":8},1035,{"$f":"SUMIF(LoadCurve!$AQ$51:$AQ$90,CB5649,LoadCurve!$BJ$51:$BJ$90)","v":1042.9053733257481}]
[null,null,null,null,null,null,null,null,null,null,null,null,null,null,null,null,null,null,null,null,null,null,null,null,null,null,null,null,null,null,null,null,null,null,null,null,null,null,null,null,null,null,null,null,null,null,null,null,null,null,null,null,null,null,null,null,null,null,null,null,null,null,null,null,null,null,null,null,null,null,null,null,null,null,null,236,24,5664,{"$f":"OFFSET(LoadCurve!$D$1,IF($CA$1,BX5666,366-BX5666),BY5666)","v":1020},{"$f":"IF(BZ5666=SUMIF(LoadCurve!$AQ$51:$AQ$90,CB5665,LoadCurve!$BK$51:$BK$90),CB5665+1,CB5665)","v":8},1034,{"$f":"SUMIF(LoadCurve!$AQ$51:$AQ$90,CB5666,LoadCurve!$BJ$51:$BJ$90)","v":1042.9053733257481}]
[null,null,null,null,null,null,null,null,null,null,null,null,null,null,null,null,null,null,null,null,null,null,null,null,null,null,null,null,null,null,null,null,null,null,null,null,null,null,null,null,null,null,null,null,null,null,null,null,null,null,null,null,null,null,null,null,null,null,null,null,null,null,null,null,null,null,null,null,null,null,null,null,null,null,null,237,16,5680,{"$f":"OFFSET(LoadCurve!$D$1,IF($CA$1,BX5682,366-BX5682),BY5682)","v":1001},{"$f":"IF(BZ5682=SUMIF(LoadCurve!$AQ$51:$AQ$90,CB5681,LoadCurve!$BK$51:$BK$90),CB5681+1,CB5681)","v":8},1033,{"$f":"SUMIF(LoadCurve!$AQ$51:$AQ$90,CB5682,LoadCurve!$BJ$51:$BJ$90)","v":1042.9053733257481}]
[null,null,null,null,null,null,null,null,null,null,null,null,null,null,null,null,null,null,null,null,null,null,null,null,null,null,null,null,null,null,null,null,null,null,null,null,null,null,null,null,null,null,null,null,null,null,null,null,null,null,null,null,null,null,null,null,null,null,null,null,null,null,null,null,null,null,null,null,null,null,null,null,null,null,null,238,11,5699,{"$f":"OFFSET(LoadCurve!$D$1,IF($CA$1,BX5701,366-BX5701),BY5701)","v":1048},{"$f":"IF(BZ5701=SUMIF(LoadCurve!$AQ$51:$AQ$90,CB5700,LoadCurve!$BK$51:$BK$90),CB5700+1,CB5700)","v":8},1033,{"$f":"SUMIF(LoadCurve!$AQ$51:$AQ$90,CB5701,LoadCurve!$BJ$51:$BJ$90)","v":1042.9053733257481}]
[null,null,null,null,null,null,null,null,null,null,null,null,null,null,null,null,null,null,null,null,null,null,null,null,null,null,null,null,null,null,null,null,null,null,null,null,null,null,null,null,null,null,null,null,null,null,null,null,null,null,null,null,null,null,null,null,null,null,null,null,null,null,null,null,null,null,null,null,null,null,null,null,null,null,null,239,4,5716,{"$f":"OFFSET(LoadCurve!$D$1,IF($CA$1,BX5718,366-BX5718),BY5718)","v":960},{"$f":"IF(BZ5718=SUMIF(LoadCurve!$AQ$51:$AQ$90,CB5717,LoadCurve!$BK$51:$BK$90),CB5717+1,CB5717)","v":8},1032,{"$f":"SUMIF(LoadCurve!$AQ$51:$AQ$90,CB5718,LoadCurve!$BJ$51:$BJ$90)","v":1042.9053733257481}]
[null,null,null,null,null,null,null,null,null,null,null,null,null,null,null,null,null,null,null,null,null,null,null,null,null,null,null,null,null,null,null,null,null,null,null,null,null,null,null,null,null,null,null,null,null,null,null,null,null,null,null,null,null,null,null,null,null,null,null,null,null,null,null,null,null,null,null,null,null,null,null,null,null,null,null,239,21,5733,{"$f":"OFFSET(LoadCurve!$D$1,IF($CA$1,BX5735,366-BX5735),BY5735)","v":1281},{"$f":"IF(BZ5735=SUMIF(LoadCurve!$AQ$51:$AQ$90,CB5734,LoadCurve!$BK$51:$BK$90),CB5734+1,CB5734)","v":8},1032,{"$f":"SUMIF(LoadCurve!$AQ$51:$AQ$90,CB5735,LoadCurve!$BJ$51:$BJ$90)","v":1042.9053733257481}]
[null,null,null,null,null,null,null,null,null,null,null,null,null,null,null,null,null,null,null,null,null,null,null,null,null,null,null,null,null,null,null,null,null,null,null,null,null,null,null,null,null,null,null,null,null,null,null,null,null,null,null,null,null,null,null,null,null,null,null,null,null,null,null,null,null,null,null,null,null,null,null,null,null,null,null,240,10,5746,{"$f":"OFFSET(LoadCurve!$D$1,IF($CA$1,BX5748,366-BX5748),BY5748)","v":1029},{"$f":"IF(BZ5748=SUMIF(LoadCurve!$AQ$51:$AQ$90,CB5747,LoadCurve!$BK$51:$BK$90),CB5747+1,CB5747)","v":8},1031,{"$f":"SUMIF(LoadCurve!$AQ$51:$AQ$90,CB5748,LoadCurve!$BJ$51:$BJ$90)","v":1042.9053733257481}]
[null,null,null,null,null,null,null,null,null,null,null,null,null,null,null,null,null,null,null,null,null,null,null,null,null,null,null,null,null,null,null,null,null,null,null,null,null,null,null,null,null,null,null,null,null,null,null,null,null,null,null,null,null,null,null,null,null,null,null,null,null,null,null,null,null,null,null,null,null,null,null,null,null,null,null,241,8,5768,{"$f":"OFFSET(LoadCurve!$D$1,IF($CA$1,BX5770,366-BX5770),BY5770)","v":902},{"$f":"IF(BZ5770=SUMIF(LoadCurve!$AQ$51:$AQ$90,CB5769,LoadCurve!$BK$51:$BK$90),CB5769+1,CB5769)","v":8},1030,{"$f":"SUMIF(LoadCurve!$AQ$51:$AQ$90,CB5770,LoadCurve!$BJ$51:$BJ$90)","v":1042.9053733257481}]
[null,null,null,null,null,null,null,null,null,null,null,null,null,null,null,null,null,null,null,null,null,null,null,null,null,null,null,null,null,null,null,null,null,null,null,null,null,null,null,null,null,null,null,null,null,null,null,null,null,null,null,null,null,null,null,null,null,null,null,null,null,null,null,null,null,null,null,null,null,null,null,null,null,null,null,242,{"$f":"BY5763","v":1},5785,{"$f":"OFFSET(LoadCurve!$D$1,IF($CA$1,BX5787,366-BX5787),BY5787)","v":931},{"$f":"IF(BZ5787=SUMIF(LoadCurve!$AQ$51:$AQ$90,CB5786,LoadCurve!$BK$51:$BK$90),CB5786+1,CB5786)","v":8},1030,{"$f":"SUMIF(LoadCurve!$AQ$51:$AQ$90,CB5787,LoadCurve!$BJ$51:$BJ$90)","v":1042.9053733257481}]
[null,null,null,null,null,null,null,null,null,null,null,null,null,null,null,null,null,null,null,null,null,null,null,null,null,null,null,null,null,null,null,null,null,null,null,null,null,null,null,null,null,null,null,null,null,null,null,null,null,null,null,null,null,null,null,null,null,null,null,null,null,null,null,null,null,null,null,null,null,null,null,null,null,null,null,242,18,5802,{"$f":"OFFSET(LoadCurve!$D$1,IF($CA$1,BX5804,366-BX5804),BY5804)","v":948},{"$f":"IF(BZ5804=SUMIF(LoadCurve!$AQ$51:$AQ$90,CB5803,LoadCurve!$BK$51:$BK$90),CB5803+1,CB5803)","v":8},1029,{"$f":"SUMIF(LoadCurve!$AQ$51:$AQ$90,CB5804,LoadCurve!$BJ$51:$BJ$90)","v":1042.9053733257481}]
[null,null,null,null,null,null,null,null,null,null,null,null,null,null,null,null,null,null,null,null,null,null,null,null,null,null,null,null,null,null,null,null,null,null,null,null,null,null,null,null,null,null,null,null,null,null,null,null,null,null,null,null,null,null,null,null,null,null,null,null,null,null,null,null,null,null,null,null,null,null,null,null,null,null,null,243,5,5813,{"$f":"OFFSET(LoadCurve!$D$1,IF($CA$1,BX5815,366-BX5815),BY5815)","v":946},{"$f":"IF(BZ5815=SUMIF(LoadCurve!$AQ$51:$AQ$90,CB5814,LoadCurve!$BK$51:$BK$90),CB5814+1,CB5814)","v":8},1029,{"$f":"SUMIF(LoadCurve!$AQ$51:$AQ$90,CB5815,LoadCurve!$BJ$51:$BJ$90)","v":1042.9053733257481}]
[null,null,null,null,null,null,null,null,null,null,null,null,null,null,null,null,null,null,null,null,null,null,null,null,null,null,null,null,null,null,null,null,null,null,null,null,null,null,null,null,null,null,null,null,null,null,null,null,null,null,null,null,null,null,null,null,null,null,null,null,null,null,null,null,null,null,null,null,null,null,null,null,null,null,null,243,13,5821,{"$f":"OFFSET(LoadCurve!$D$1,IF($CA$1,BX5823,366-BX5823),BY5823)","v":1040},{"$f":"IF(BZ5823=SUMIF(LoadCurve!$AQ$51:$AQ$90,CB5822,LoadCurve!$BK$51:$BK$90),CB5822+1,CB5822)","v":8},1029,{"$f":"SUMIF(LoadCurve!$AQ$51:$AQ$90,CB5823,LoadCurve!$BJ$51:$BJ$90)","v":1042.9053733257481}]
[null,null,null,null,null,null,null,null,null,null,null,null,null,null,null,null,null,null,null,null,null,null,null,null,null,null,null,null,null,null,null,null,null,null,null,null,null,null,null,null,null,null,null,null,null,null,null,null,null,null,null,null,null,null,null,null,null,null,null,null,null,null,null,null,null,null,null,null,null,null,null,null,null,null,null,244,6,5838,{"$f":"OFFSET(LoadCurve!$D$1,IF($CA$1,BX5840,366-BX5840),BY5840)","v":928},{"$f":"IF(BZ5840=SUMIF(LoadCurve!$AQ$51:$AQ$90,CB5839,LoadCurve!$BK$51:$BK$90),CB5839+1,CB5839)","v":8},1028,{"$f":"SUMIF(LoadCurve!$AQ$51:$AQ$90,CB5840,LoadCurve!$BJ$51:$BJ$90)","v":1042.9053733257481}]
[null,null,null,null,null,null,null,null,null,null,null,null,null,null,null,null,null,null,null,null,null,null,null,null,null,null,null,null,null,null,null,null,null,null,null,null,null,null,null,null,null,null,null,null,null,null,null,null,null,null,null,null,null,null,null,null,null,null,null,null,null,null,null,null,null,null,null,null,null,null,null,null,null,null,null,245,7,5863,{"$f":"OFFSET(LoadCurve!$D$1,IF($CA$1,BX5865,366-BX5865),BY5865)","v":961},{"$f":"IF(BZ5865=SUMIF(LoadCurve!$AQ$51:$AQ$90,CB5864,LoadCurve!$BK$51:$BK$90),CB5864+1,CB5864)","v":8},1027,{"$f":"SUMIF(LoadCurve!$AQ$51:$AQ$90,CB5865,LoadCurve!$BJ$51:$BJ$90)","v":1042.9053733257481}]
[null,null,null,null,null,null,null,null,null,null,null,null,null,null,null,null,null,null,null,null,null,null,null,null,null,null,null,null,null,null,null,null,null,null,null,null,null,null,null,null,null,null,null,null,null,null,null,null,null,null,null,null,null,null,null,null,null,null,null,null,null,null,null,null,null,null,null,null,null,null,null,null,null,null,null,245,17,5873,{"$f":"OFFSET(LoadCurve!$D$1,IF($CA$1,BX5875,366-BX5875),BY5875)","v":1051},{"$f":"IF(BZ5875=SUMIF(LoadCurve!$AQ$51:$AQ$90,CB5874,LoadCurve!$BK$51:$BK$90),CB5874+1,CB5874)","v":8},1026,{"$f":"SUMIF(LoadCurve!$AQ$51:$AQ$90,CB5875,LoadCurve!$BJ$51:$BJ$90)","v":1042.9053733257481}]
[null,null,null,null,null,null,null,null,null,null,null,null,null,null,null,null,null,null,null,null,null,null,null,null,null,null,null,null,null,null,null,null,null,null,null,null,null,null,null,null,null,null,null,null,null,null,null,null,null,null,null,null,null,null,null,null,null,null,null,null,null,null,null,null,null,null,null,null,null,null,null,null,null,null,null,246,10,{"$f":"BZ5891+1","v":5890},{"$f":"OFFSET(LoadCurve!$D$1,IF($CA$1,BX5892,366-BX5892),BY5892)","v":935},{"$f":"IF(BZ5892=SUMIF(LoadCurve!$AQ$51:$AQ$90,CB5891,LoadCurve!$BK$51:$BK$90),CB5891+1,CB5891)","v":8},1026,{"$f":"SUMIF(LoadCurve!$AQ$51:$AQ$90,CB5892,LoadCurve!$BJ$51:$BJ$90)","v":1042.9053733257481}]
[null,null,null,null,null,null,null,null,null,null,null,null,null,null,null,null,null,null,null,null,null,null,null,null,null,null,null,null,null,null,null,null,null,null,null,null,null,null,null,null,null,null,null,null,null,null,null,null,null,null,null,null,null,null,null,null,null,null,null,null,null,null,null,null,null,null,null,null,null,null,null,null,null,null,null,247,3,5907,{"$f":"OFFSET(LoadCurve!$D$1,IF($CA$1,BX5909,366-BX5909),BY5909)","v":956},{"$f":"IF(BZ5909=SUMIF(LoadCurve!$AQ$51:$AQ$90,CB5908,LoadCurve!$BK$51:$BK$90),CB5908+1,CB5908)","v":8},1025,{"$f":"SUMIF(LoadCurve!$AQ$51:$AQ$90,CB5909,LoadCurve!$BJ$51:$BJ$90)","v":1042.9053733257481}]
[null,null,null,null,null,null,null,null,null,null,null,null,null,null,null,null,null,null,null,null,null,null,null,null,null,null,null,null,null,null,null,null,null,null,null,null,null,null,null,null,null,null,null,null,null,null,null,null,null,null,null,null,null,null,null,null,null,null,null,null,null,null,null,null,null,null,null,null,null,null,null,null,null,null,null,248,2,5930,{"$f":"OFFSET(LoadCurve!$D$1,IF($CA$1,BX5932,366-BX5932),BY5932)","v":1001},{"$f":"IF(BZ5932=SUMIF(LoadCurve!$AQ$51:$AQ$90,CB5931,LoadCurve!$BK$51:$BK$90),CB5931+1,CB5931)","v":8},1024,{"$f":"SUMIF(LoadCurve!$AQ$51:$AQ$90,CB5932,LoadCurve!$BJ$51:$BJ$90)","v":1042.9053733257481}]
[null,null,null,null,null,null,null,null,null,null,null,null,null,null,null,null,null,null,null,null,null,null,null,null,null,null,null,null,null,null,null,null,null,null,null,null,null,null,null,null,null,null,null,null,null,null,null,null,null,null,null,null,null,null,null,null,null,null,null,null,null,null,null,null,null,null,null,null,null,null,null,null,null,null,null,248,14,5942,{"$f":"OFFSET(LoadCurve!$D$1,IF($CA$1,BX5944,366-BX5944),BY5944)","v":931},{"$f":"IF(BZ5944=SUMIF(LoadCurve!$AQ$51:$AQ$90,CB5943,LoadCurve!$BK$51:$BK$90),CB5943+1,CB5943)","v":8},1024,{"$f":"SUMIF(LoadCurve!$AQ$51:$AQ$90,CB5944,LoadCurve!$BJ$51:$BJ$90)","v":1042.9053733257481}]
[null,null,null,null,null,null,null,null,null,null,null,null,null,null,null,null,null,null,null,null,null,null,null,null,null,null,null,null,null,null,null,null,null,null,null,null,null,null,null,null,null,null,null,null,null,null,null,null,null,null,null,null,null,null,null,null,null,null,null,null,null,null,null,null,null,null,null,null,null,null,null,null,null,null,null,249,7,5959,{"$f":"OFFSET(LoadCurve!$D$1,IF($CA$1,BX5961,366-BX5961),BY5961)","v":942},{"$f":"IF(BZ5961=SUMIF(LoadCurve!$AQ$51:$AQ$90,CB5960,LoadCurve!$BK$51:$BK$90),CB5960+1,CB5960)","v":8},1023,{"$f":"SUMIF(LoadCurve!$AQ$51:$AQ$90,CB5961,LoadCurve!$BJ$51:$BJ$90)","v":1042.9053733257481}]
[null,null,null,null,null,null,null,null,null,null,null,null,null,null,null,null,null,null,null,null,null,null,null,null,null,null,null,null,null,null,null,null,null,null,null,null,null,null,null,null,null,null,null,null,null,null,null,null,null,null,null,null,null,null,null,null,null,null,null,null,null,null,null,null,null,null,null,null,null,null,null,null,null,null,null,250,4,5980,{"$f":"OFFSET(LoadCurve!$D$1,IF($CA$1,BX5982,366-BX5982),BY5982)","v":981},{"$f":"IF(BZ5982=SUMIF(LoadCurve!$AQ$51:$AQ$90,CB5981,LoadCurve!$BK$51:$BK$90),CB5981+1,CB5981)","v":8},1022,{"$f":"SUMIF(LoadCurve!$AQ$51:$AQ$90,CB5982,LoadCurve!$BJ$51:$BJ$90)","v":1042.9053733257481}]
[null,null,null,null,null,null,null,null,null,null,null,null,null,null,null,null,null,null,null,null,null,null,null,null,null,null,null,null,null,null,null,null,null,null,null,null,null,null,null,null,null,null,null,null,null,null,null,null,null,null,null,null,null,null,null,null,null,null,null,null,null,null,null,null,null,null,null,null,null,null,null,null,null,null,null,250,18,5994,{"$f":"OFFSET(LoadCurve!$D$1,IF($CA$1,BX5996,366-BX5996),BY5996)","v":1094},{"$f":"IF(BZ5996=SUMIF(LoadCurve!$AQ$51:$AQ$90,CB5995,LoadCurve!$BK$51:$BK$90),CB5995+1,CB5995)","v":8},1022,{"$f":"SUMIF(LoadCurve!$AQ$51:$AQ$90,CB5996,LoadCurve!$BJ$51:$BJ$90)","v":1042.9053733257481}]
[null,null,null,null,null,null,null,null,null,null,null,null,null,null,null,null,null,null,null,null,null,null,null,null,null,null,null,null,null,null,null,null,null,null,null,null,null,null,null,null,null,null,null,null,null,null,null,null,null,null,null,null,null,null,null,null,null,null,null,null,null,null,null,null,null,null,null,null,null,null,null,null,null,null,null,251,11,6011,{"$f":"OFFSET(LoadCurve!$D$1,IF($CA$1,BX6013,366-BX6013),BY6013)","v":1070},{"$f":"IF(BZ6013=SUMIF(LoadCurve!$AQ$51:$AQ$90,CB6012,LoadCurve!$BK$51:$BK$90),CB6012+1,CB6012)","v":8},1021,{"$f":"SUMIF(LoadCurve!$AQ$51:$AQ$90,CB6013,LoadCurve!$BJ$51:$BJ$90)","v":1042.9053733257481}]
[null,null,null,null,null,null,null,null,null,null,null,null,null,null,null,null,null,null,null,null,null,null,null,null,null,null,null,null,null,null,null,null,null,null,null,null,null,null,null,null,null,null,null,null,null,null,null,null,null,null,null,null,null,null,null,null,null,null,null,null,null,null,null,null,null,null,null,null,null,null,null,null,null,null,null,252,4,6028,{"$f":"OFFSET(LoadCurve!$D$1,IF($CA$1,BX6030,366-BX6030),BY6030)","v":980},{"$f":"IF(BZ6030=SUMIF(LoadCurve!$AQ$51:$AQ$90,CB6029,LoadCurve!$BK$51:$BK$90),CB6029+1,CB6029)","v":8},1020,{"$f":"SUMIF(LoadCurve!$AQ$51:$AQ$90,CB6030,LoadCurve!$BJ$51:$BJ$90)","v":1042.9053733257481}]
[null,null,null,null,null,null,null,null,null,null,null,null,null,null,null,null,null,null,null,null,null,null,null,null,null,null,null,null,null,null,null,null,null,null,null,null,null,null,null,null,null,null,null,null,null,null,null,null,null,null,null,null,null,null,null,null,null,null,null,null,null,null,null,null,null,null,null,null,null,null,null,null,null,null,null,252,22,6046,{"$f":"OFFSET(LoadCurve!$D$1,IF($CA$1,BX6048,366-BX6048),BY6048)","v":1258},{"$f":"IF(BZ6048=SUMIF(LoadCurve!$AQ$51:$AQ$90,CB6047,LoadCurve!$BK$51:$BK$90),CB6047+1,CB6047)","v":8},1019,{"$f":"SUMIF(LoadCurve!$AQ$51:$AQ$90,CB6048,LoadCurve!$BJ$51:$BJ$90)","v":1042.9053733257481}]
[null,null,null,null,null,null,null,null,null,null,null,null,null,null,null,null,null,null,null,null,null,null,null,null,null,null,null,null,null,null,null,null,null,null,null,null,null,null,null,null,null,null,null,null,null,null,null,null,null,null,null,null,null,null,null,null,null,null,null,null,null,null,null,null,null,null,null,null,null,null,null,null,null,null,null,253,15,6063,{"$f":"OFFSET(LoadCurve!$D$1,IF($CA$1,BX6065,366-BX6065),BY6065)","v":1142},{"$f":"IF(BZ6065=SUMIF(LoadCurve!$AQ$51:$AQ$90,CB6064,LoadCurve!$BK$51:$BK$90),CB6064+1,CB6064)","v":8},1019,{"$f":"SUMIF(LoadCurve!$AQ$51:$AQ$90,CB6065,LoadCurve!$BJ$51:$BJ$90)","v":1042.9053733257481}]
[null,null,null,null,null,null,null,null,null,null,null,null,null,null,null,null,null,null,null,null,null,null,null,null,null,null,null,null,null,null,null,null,null,null,null,null,null,null,null,null,null,null,null,null,null,null,null,null,null,null,null,null,null,null,null,null,null,null,null,null,null,null,null,null,null,null,null,null,null,null,null,null,null,null,null,254,8,6080,{"$f":"OFFSET(LoadCurve!$D$1,IF($CA$1,BX6082,366-BX6082),BY6082)","v":1040},{"$f":"IF(BZ6082=SUMIF(LoadCurve!$AQ$51:$AQ$90,CB6081,LoadCurve!$BK$51:$BK$90),CB6081+1,CB6081)","v":8},1018,{"$f":"SUMIF(LoadCurve!$AQ$51:$AQ$90,CB6082,LoadCurve!$BJ$51:$BJ$90)","v":1042.9053733257481}]
[null,null,null,null,null,null,null,null,null,null,null,null,null,null,null,null,null,null,null,null,null,null,null,null,null,null,null,null,null,null,null,null,null,null,null,null,null,null,null,null,null,null,null,null,null,null,null,null,null,null,null,null,null,null,null,null,null,null,null,null,null,null,null,null,null,null,null,null,null,null,null,null,null,null,null,{"$f":"ROUNDDOWN((BZ6083-1)/24,0)+1","v":254},9,6081,{"$f":"OFFSET(LoadCurve!$D$1,IF($CA$1,BX6083,366-BX6083),BY6083)","v":1108},{"$f":"IF(BZ6083=SUMIF(LoadCurve!$AQ$51:$AQ$90,CB6082,LoadCurve!$BK$51:$BK$90),CB6082+1,CB6082)","v":8},1018,{"$f":"SUMIF(LoadCurve!$AQ$51:$AQ$90,CB6083,LoadCurve!$BJ$51:$BJ$90)","v":1042.9053733257481}]
[null,null,null,null,null,null,null,null,null,null,null,null,null,null,null,null,null,null,null,null,null,null,null,null,null,null,null,null,null,null,null,null,null,null,null,null,null,null,null,null,null,null,null,null,null,null,null,null,null,null,null,null,null,null,null,null,null,null,null,null,null,null,null,null,null,null,null,null,null,null,null,null,null,null,null,255,17,6113,{"$f":"OFFSET(LoadCurve!$D$1,IF($CA$1,BX6115,366-BX6115),BY6115)","v":968},{"$f":"IF(BZ6115=SUMIF(LoadCurve!$AQ$51:$AQ$90,CB6114,LoadCurve!$BK$51:$BK$90),CB6114+1,CB6114)","v":8},1017,{"$f":"SUMIF(LoadCurve!$AQ$51:$AQ$90,CB6115,LoadCurve!$BJ$51:$BJ$90)","v":1042.9053733257481}]
[null,null,null,null,null,null,null,null,null,null,null,null,null,null,null,null,null,null,null,null,null,null,null,null,null,null,null,null,null,null,null,null,null,null,null,null,null,null,null,null,null,null,null,null,null,null,null,null,null,null,null,null,null,null,null,null,null,null,null,null,null,null,null,null,null,null,null,null,null,null,null,null,null,null,null,255,20,6116,{"$f":"OFFSET(LoadCurve!$D$1,IF($CA$1,BX6118,366-BX6118),BY6118)","v":1284.3},{"$f":"IF(BZ6118=SUMIF(LoadCurve!$AQ$51:$AQ$90,CB6117,LoadCurve!$BK$51:$BK$90),CB6117+1,CB6117)","v":8},1017,{"$f":"SUMIF(LoadCurve!$AQ$51:$AQ$90,CB6118,LoadCurve!$BJ$51:$BJ$90)","v":1042.9053733257481}]
[null,null,null,null,null,null,null,null,null,null,null,null,null,null,null,null,null,null,null,null,null,null,null,null,null,null,null,null,null,null,null,null,null,null,null,null,null,null,null,null,null,null,null,null,null,null,null,null,null,null,null,null,null,null,null,null,null,null,null,null,null,null,null,null,null,null,null,null,null,null,null,null,null,null,null,256,13,6133,{"$f":"OFFSET(LoadCurve!$D$1,IF($CA$1,BX6135,366-BX6135),BY6135)","v":922},{"$f":"IF(BZ6135=SUMIF(LoadCurve!$AQ$51:$AQ$90,CB6134,LoadCurve!$BK$51:$BK$90),CB6134+1,CB6134)","v":8},1016,{"$f":"SUMIF(LoadCurve!$AQ$51:$AQ$90,CB6135,LoadCurve!$BJ$51:$BJ$90)","v":1042.9053733257481}]
[null,null,null,null,null,null,null,null,null,null,null,null,null,null,null,null,null,null,null,null,null,null,null,null,null,null,null,null,null,null,null,null,null,null,null,null,null,null,null,null,null,null,null,null,null,null,null,null,null,null,null,null,null,null,null,null,null,null,null,null,null,null,null,null,null,null,null,null,null,null,null,null,null,null,null,257,2,{"$f":"BZ6147+1","v":6146},{"$f":"OFFSET(LoadCurve!$D$1,IF($CA$1,BX6148,366-BX6148),BY6148)","v":898},{"$f":"IF(BZ6148=SUMIF(LoadCurve!$AQ$51:$AQ$90,CB6147,LoadCurve!$BK$51:$BK$90),CB6147+1,CB6147)","v":8},1016,{"$f":"SUMIF(LoadCurve!$AQ$51:$AQ$90,CB6148,LoadCurve!$BJ$51:$BJ$90)","v":1042.9053733257481}]
[null,null,null,null,null,null,null,null,null,null,null,null,null,null,null,null,null,null,null,null,null,null,null,null,null,null,null,null,null,null,null,null,null,null,null,null,null,null,null,null,null,null,null,null,null,null,null,null,null,null,null,null,null,null,null,null,null,null,null,null,null,null,null,null,null,null,null,null,null,null,null,null,null,null,null,257,24,6168,{"$f":"OFFSET(LoadCurve!$D$1,IF($CA$1,BX6170,366-BX6170),BY6170)","v":1026},{"$f":"IF(BZ6170=SUMIF(LoadCurve!$AQ$51:$AQ$90,CB6169,LoadCurve!$BK$51:$BK$90),CB6169+1,CB6169)","v":8},1015,{"$f":"SUMIF(LoadCurve!$AQ$51:$AQ$90,CB6170,LoadCurve!$BJ$51:$BJ$90)","v":1042.9053733257481}]
[null,null,null,null,null,null,null,null,null,null,null,null,null,null,null,null,null,null,null,null,null,null,null,null,null,null,null,null,null,null,null,null,null,null,null,null,null,null,null,null,null,null,null,null,null,null,null,null,null,null,null,null,null,null,null,null,null,null,null,null,null,null,null,null,null,null,null,null,null,null,null,null,null,null,null,258,17,6185,{"$f":"OFFSET(LoadCurve!$D$1,IF($CA$1,BX6187,366-BX6187),BY6187)","v":1079},{"$f":"IF(BZ6187=SUMIF(LoadCurve!$AQ$51:$AQ$90,CB6186,LoadCurve!$BK$51:$BK$90),CB6186+1,CB6186)","v":8},1014,{"$f":"SUMIF(LoadCurve!$AQ$51:$AQ$90,CB6187,LoadCurve!$BJ$51:$BJ$90)","v":1042.9053733257481}]
[null,null,null,null,null,null,null,null,null,null,null,null,null,null,null,null,null,null,null,null,null,null,null,null,null,null,null,null,null,null,null,null,null,null,null,null,null,null,null,null,null,null,null,null,null,null,null,null,null,null,null,null,null,null,null,null,null,null,null,null,null,null,null,null,null,null,null,null,null,null,null,null,null,null,null,259,10,6202,{"$f":"OFFSET(LoadCurve!$D$1,IF($CA$1,BX6204,366-BX6204),BY6204)","v":1009},{"$f":"IF(BZ6204=SUMIF(LoadCurve!$AQ$51:$AQ$90,CB6203,LoadCurve!$BK$51:$BK$90),CB6203+1,CB6203)","v":8},1014,{"$f":"SUMIF(LoadCurve!$AQ$51:$AQ$90,CB6204,LoadCurve!$BJ$51:$BJ$90)","v":1042.9053733257481}]
[null,null,null,null,null,null,null,null,null,null,null,null,null,null,null,null,null,null,null,null,null,null,null,null,null,null,null,null,null,null,null,null,null,null,null,null,null,null,null,null,null,null,null,null,null,null,null,null,null,null,null,null,null,null,null,null,null,null,null,null,null,null,null,null,null,null,null,null,null,null,null,null,null,null,null,259,21,6213,{"$f":"OFFSET(LoadCurve!$D$1,IF($CA$1,BX6215,366-BX6215),BY6215)","v":1238.3},{"$f":"IF(BZ6215=SUMIF(LoadCurve!$AQ$51:$AQ$90,CB6214,LoadCurve!$BK$51:$BK$90),CB6214+1,CB6214)","v":8},1013,{"$f":"SUMIF(LoadCurve!$AQ$51:$AQ$90,CB6215,LoadCurve!$BJ$51:$BJ$90)","v":1042.9053733257481}]
[null,null,null,null,null,null,null,null,null,null,null,null,null,null,null,null,null,null,null,null,null,null,null,null,null,null,null,null,null,null,null,null,null,null,null,null,null,null,null,null,null,null,null,null,null,null,null,null,null,null,null,null,null,null,null,null,null,null,null,null,null,null,null,null,null,null,null,null,null,null,null,null,null,null,null,260,21,6237,{"$f":"OFFSET(LoadCurve!$D$1,IF($CA$1,BX6239,366-BX6239),BY6239)","v":1272.3},{"$f":"IF(BZ6239=SUMIF(LoadCurve!$AQ$51:$AQ$90,CB6238,LoadCurve!$BK$51:$BK$90),CB6238+1,CB6238)","v":8},1013,{"$f":"SUMIF(LoadCurve!$AQ$51:$AQ$90,CB6239,LoadCurve!$BJ$51:$BJ$90)","v":1042.9053733257481}]
[null,null,null,null,null,null,null,null,null,null,null,null,null,null,null,null,null,null,null,null,null,null,null,null,null,null,null,null,null,null,null,null,null,null,null,null,null,null,null,null,null,null,null,null,null,null,null,null,null,null,null,null,null,null,null,null,null,null,null,null,null,null,null,null,null,null,null,null,null,null,null,null,null,null,null,261,14,6254,{"$f":"OFFSET(LoadCurve!$D$1,IF($CA$1,BX6256,366-BX6256),BY6256)","v":1110},{"$f":"IF(BZ6256=SUMIF(LoadCurve!$AQ$51:$AQ$90,CB6255,LoadCurve!$BK$51:$BK$90),CB6255+1,CB6255)","v":8},1012,{"$f":"SUMIF(LoadCurve!$AQ$51:$AQ$90,CB6256,LoadCurve!$BJ$51:$BJ$90)","v":1042.9053733257481}]
[null,null,null,null,null,null,null,null,null,null,null,null,null,null,null,null,null,null,null,null,null,null,null,null,null,null,null,null,null,null,null,null,null,null,null,null,null,null,null,null,null,null,null,null,null,null,null,null,null,null,null,null,null,null,null,null,null,null,null,null,null,null,null,null,null,null,null,null,null,null,null,null,null,null,null,262,7,6271,{"$f":"OFFSET(LoadCurve!$D$1,IF($CA$1,BX6273,366-BX6273),BY6273)","v":955},{"$f":"IF(BZ6273=SUMIF(LoadCurve!$AQ$51:$AQ$90,CB6272,LoadCurve!$BK$51:$BK$90),CB6272+1,CB6272)","v":8},1011,{"$f":"SUMIF(LoadCurve!$AQ$51:$AQ$90,CB6273,LoadCurve!$BJ$51:$BJ$90)","v":1042.9053733257481}]
[null,null,null,null,null,null,null,null,null,null,null,null,null,null,null,null,null,null,null,null,null,null,null,null,null,null,null,null,null,null,null,null,null,null,null,null,null,null,null,null,null,null,null,null,null,null,null,null,null,null,null,null,null,null,null,null,null,null,null,null,null,null,null,null,null,null,null,null,null,null,null,null,null,null,null,262,15,6279,{"$f":"OFFSET(LoadCurve!$D$1,IF($CA$1,BX6281,366-BX6281),BY6281)","v":988},{"$f":"IF(BZ6281=SUMIF(LoadCurve!$AQ$51:$AQ$90,CB6280,LoadCurve!$BK$51:$BK$90),CB6280+1,CB6280)","v":8},1011,{"$f":"SUMIF(LoadCurve!$AQ$51:$AQ$90,CB6281,LoadCurve!$BJ$51:$BJ$90)","v":1042.9053733257481}]
[null,null,null,null,null,null,null,null,null,null,null,null,null,null,null,null,null,null,null,null,null,null,null,null,null,null,null,null,null,null,null,null,null,null,null,null,null,null,null,null,null,null,null,null,null,null,null,null,null,null,null,null,null,null,null,null,null,null,null,null,null,null,null,null,null,null,null,null,null,null,null,null,null,null,null,263,18,6306,{"$f":"OFFSET(LoadCurve!$D$1,IF($CA$1,BX6308,366-BX6308),BY6308)","v":1000},{"$f":"IF(BZ6308=SUMIF(LoadCurve!$AQ$51:$AQ$90,CB6307,LoadCurve!$BK$51:$BK$90),CB6307+1,CB6307)","v":8},1010,{"$f":"SUMIF(LoadCurve!$AQ$51:$AQ$90,CB6308,LoadCurve!$BJ$51:$BJ$90)","v":1042.9053733257481}]
[null,null,null,null,null,null,null,null,null,null,null,null,null,null,null,null,null,null,null,null,null,null,null,null,null,null,null,null,null,null,null,null,null,null,null,null,null,null,null,null,null,null,null,null,null,null,null,null,null,null,null,null,null,null,null,null,null,null,null,null,null,null,null,null,null,null,null,null,null,null,null,null,null,null,null,264,11,6323,{"$f":"OFFSET(LoadCurve!$D$1,IF($CA$1,BX6325,366-BX6325),BY6325)","v":960},{"$f":"IF(BZ6325=SUMIF(LoadCurve!$AQ$51:$AQ$90,CB6324,LoadCurve!$BK$51:$BK$90),CB6324+1,CB6324)","v":8},1009,{"$f":"SUMIF(LoadCurve!$AQ$51:$AQ$90,CB6325,LoadCurve!$BJ$51:$BJ$90)","v":1042.9053733257481}]
[null,null,null,null,null,null,null,null,null,null,null,null,null,null,null,null,null,null,null,null,null,null,null,null,null,null,null,null,null,null,null,null,null,null,null,null,null,null,null,null,null,null,null,null,null,null,null,null,null,null,null,null,null,null,null,null,null,null,null,null,null,null,null,null,null,null,null,null,null,null,null,null,null,null,null,264,17,6329,{"$f":"OFFSET(LoadCurve!$D$1,IF($CA$1,BX6331,366-BX6331),BY6331)","v":976},{"$f":"IF(BZ6331=SUMIF(LoadCurve!$AQ$51:$AQ$90,CB6330,LoadCurve!$BK$51:$BK$90),CB6330+1,CB6330)","v":8},1009,{"$f":"SUMIF(LoadCurve!$AQ$51:$AQ$90,CB6331,LoadCurve!$BJ$51:$BJ$90)","v":1042.9053733257481}]
[null,null,null,null,null,null,null,null,null,null,null,null,null,null,null,null,null,null,null,null,null,null,null,null,null,null,null,null,null,null,null,null,null,null,null,null,null,null,null,null,null,null,null,null,null,null,null,null,null,null,null,null,null,null,null,null,null,null,null,null,null,null,null,null,null,null,null,null,null,null,null,null,null,null,null,265,6,6342,{"$f":"OFFSET(LoadCurve!$D$1,IF($CA$1,BX6344,366-BX6344),BY6344)","v":1064},{"$f":"IF(BZ6344=SUMIF(LoadCurve!$AQ$51:$AQ$90,CB6343,LoadCurve!$BK$51:$BK$90),CB6343+1,CB6343)","v":8},1009,{"$f":"SUMIF(LoadCurve!$AQ$51:$AQ$90,CB6344,LoadCurve!$BJ$51:$BJ$90)","v":1042.9053733257481}]
[null,null,null,null,null,null,null,null,null,null,null,null,null,null,null,null,null,null,null,null,null,null,null,null,null,null,null,null,null,null,null,null,null,null,null,null,null,null,null,null,null,null,null,null,null,null,null,null,null,null,null,null,null,null,null,null,null,null,null,null,null,null,null,null,null,null,null,null,null,null,null,null,null,null,null,265,23,6359,{"$f":"OFFSET(LoadCurve!$D$1,IF($CA$1,BX6361,366-BX6361),BY6361)","v":1157},{"$f":"IF(BZ6361=SUMIF(LoadCurve!$AQ$51:$AQ$90,CB6360,LoadCurve!$BK$51:$BK$90),CB6360+1,CB6360)","v":8},1008,{"$f":"SUMIF(LoadCurve!$AQ$51:$AQ$90,CB6361,LoadCurve!$BJ$51:$BJ$90)","v":1042.9053733257481}]
[null,null,null,null,null,null,null,null,null,null,null,null,null,null,null,null,null,null,null,null,null,null,null,null,null,null,null,null,null,null,null,null,null,null,null,null,null,null,null,null,null,null,null,null,null,null,null,null,null,null,null,null,null,null,null,null,null,null,null,null,null,null,null,null,null,null,null,null,null,null,null,null,null,null,null,266,16,6376,{"$f":"OFFSET(LoadCurve!$D$1,IF($CA$1,BX6378,366-BX6378),BY6378)","v":1114},{"$f":"IF(BZ6378=SUMIF(LoadCurve!$AQ$51:$AQ$90,CB6377,LoadCurve!$BK$51:$BK$90),CB6377+1,CB6377)","v":8},1008,{"$f":"SUMIF(LoadCurve!$AQ$51:$AQ$90,CB6378,LoadCurve!$BJ$51:$BJ$90)","v":1042.9053733257481}]
[null,null,null,null,null,null,null,null,null,null,null,null,null,null,null,null,null,null,null,null,null,null,null,null,null,null,null,null,null,null,null,null,null,null,null,null,null,null,null,null,null,null,null,null,null,null,null,null,null,null,null,null,null,null,null,null,null,null,null,null,null,null,null,null,null,null,null,null,null,null,null,null,null,null,null,267,12,6396,{"$f":"OFFSET(LoadCurve!$D$1,IF($CA$1,BX6398,366-BX6398),BY6398)","v":1084},{"$f":"IF(BZ6398=SUMIF(LoadCurve!$AQ$51:$AQ$90,CB6397,LoadCurve!$BK$51:$BK$90),CB6397+1,CB6397)","v":8},1007,{"$f":"SUMIF(LoadCurve!$AQ$51:$AQ$90,CB6398,LoadCurve!$BJ$51:$BJ$90)","v":1042.9053733257481}]
[null,null,null,null,null,null,null,null,null,null,null,null,null,null,null,null,null,null,null,null,null,null,null,null,null,null,null,null,null,null,null,null,null,null,null,null,null,null,null,null,null,null,null,null,null,null,null,null,null,null,null,null,null,null,null,null,null,null,null,null,null,null,null,null,null,null,null,null,null,null,null,null,null,null,null,268,3,6411,{"$f":"OFFSET(LoadCurve!$D$1,IF($CA$1,BX6413,366-BX6413),BY6413)","v":1000},{"$f":"IF(BZ6413=SUMIF(LoadCurve!$AQ$51:$AQ$90,CB6412,LoadCurve!$BK$51:$BK$90),CB6412+1,CB6412)","v":8},1006,{"$f":"SUMIF(LoadCurve!$AQ$51:$AQ$90,CB6413,LoadCurve!$BJ$51:$BJ$90)","v":1042.9053733257481}]
[null,null,null,null,null,null,null,null,null,null,null,null,null,null,null,null,null,null,null,null,null,null,null,null,null,null,null,null,null,null,null,null,null,null,null,null,null,null,null,null,null,null,null,null,null,null,null,null,null,null,null,null,null,null,null,null,null,null,null,null,null,null,null,null,null,null,null,null,null,null,null,null,null,null,null,268,20,6428,{"$f":"OFFSET(LoadCurve!$D$1,IF($CA$1,BX6430,366-BX6430),BY6430)","v":1272.0999999999999},{"$f":"IF(BZ6430=SUMIF(LoadCurve!$AQ$51:$AQ$90,CB6429,LoadCurve!$BK$51:$BK$90),CB6429+1,CB6429)","v":8},1006,{"$f":"SUMIF(LoadCurve!$AQ$51:$AQ$90,CB6430,LoadCurve!$BJ$51:$BJ$90)","v":1042.9053733257481}]
[null,null,null,null,null,null,null,null,null,null,null,null,null,null,null,null,null,null,null,null,null,null,null,null,null,null,null,null,null,null,null,null,null,null,null,null,null,null,null,null,null,null,null,null,null,null,null,null,null,null,null,null,null,null,null,null,null,null,null,null,null,null,null,null,null,null,null,null,null,null,null,null,null,null,null,269,14,6446,{"$f":"OFFSET(LoadCurve!$D$1,IF($CA$1,BX6448,366-BX6448),BY6448)","v":939},{"$f":"IF(BZ6448=SUMIF(LoadCurve!$AQ$51:$AQ$90,CB6447,LoadCurve!$BK$51:$BK$90),CB6447+1,CB6447)","v":9},1005,{"$f":"SUMIF(LoadCurve!$AQ$51:$AQ$90,CB6448,LoadCurve!$BJ$51:$BJ$90)","v":1002.362232423179}]
[null,null,null,null,null,null,null,null,null,null,null,null,null,null,null,null,null,null,null,null,null,null,null,null,null,null,null,null,null,null,null,null,null,null,null,null,null,null,null,null,null,null,null,null,null,null,null,null,null,null,null,null,null,null,null,null,null,null,null,null,null,null,null,null,null,null,null,null,null,null,null,null,null,null,null,270,7,6463,{"$f":"OFFSET(LoadCurve!$D$1,IF($CA$1,BX6465,366-BX6465),BY6465)","v":934},{"$f":"IF(BZ6465=SUMIF(LoadCurve!$AQ$51:$AQ$90,CB6464,LoadCurve!$BK$51:$BK$90),CB6464+1,CB6464)","v":9},1004,{"$f":"SUMIF(LoadCurve!$AQ$51:$AQ$90,CB6465,LoadCurve!$BJ$51:$BJ$90)","v":1002.362232423179}]
[null,null,null,null,null,null,null,null,null,null,null,null,null,null,null,null,null,null,null,null,null,null,null,null,null,null,null,null,null,null,null,null,null,null,null,null,null,null,null,null,null,null,null,null,null,null,null,null,null,null,null,null,null,null,null,null,null,null,null,null,null,null,null,null,null,null,null,null,null,null,null,null,null,null,null,270,24,6480,{"$f":"OFFSET(LoadCurve!$D$1,IF($CA$1,BX6482,366-BX6482),BY6482)","v":1011},{"$f":"IF(BZ6482=SUMIF(LoadCurve!$AQ$51:$AQ$90,CB6481,LoadCurve!$BK$51:$BK$90),CB6481+1,CB6481)","v":9},1003,{"$f":"SUMIF(LoadCurve!$AQ$51:$AQ$90,CB6482,LoadCurve!$BJ$51:$BJ$90)","v":1002.362232423179}]
[null,null,null,null,null,null,null,null,null,null,null,null,null,null,null,null,null,null,null,null,null,null,null,null,null,null,null,null,null,null,null,null,null,null,null,null,null,null,null,null,null,null,null,null,null,null,null,null,null,null,null,null,null,null,null,null,null,null,null,null,null,null,null,null,null,null,null,null,null,null,null,null,null,null,null,271,17,6497,{"$f":"OFFSET(LoadCurve!$D$1,IF($CA$1,BX6499,366-BX6499),BY6499)","v":1184},{"$f":"IF(BZ6499=SUMIF(LoadCurve!$AQ$51:$AQ$90,CB6498,LoadCurve!$BK$51:$BK$90),CB6498+1,CB6498)","v":9},1002,{"$f":"SUMIF(LoadCurve!$AQ$51:$AQ$90,CB6499,LoadCurve!$BJ$51:$BJ$90)","v":1002.362232423179}]
[null,null,null,null,null,null,null,null,null,null,null,null,null,null,null,null,null,null,null,null,null,null,null,null,null,null,null,null,null,null,null,null,null,null,null,null,null,null,null,null,null,null,null,null,null,null,null,null,null,null,null,null,null,null,null,null,null,null,null,null,null,null,null,null,null,null,null,null,null,null,null,null,null,null,null,272,8,6512,{"$f":"OFFSET(LoadCurve!$D$1,IF($CA$1,BX6514,366-BX6514),BY6514)","v":1063},{"$f":"IF(BZ6514=SUMIF(LoadCurve!$AQ$51:$AQ$90,CB6513,LoadCurve!$BK$51:$BK$90),CB6513+1,CB6513)","v":9},1002,{"$f":"SUMIF(LoadCurve!$AQ$51:$AQ$90,CB6514,LoadCurve!$BJ$51:$BJ$90)","v":1002.362232423179}]
[null,null,null,null,null,null,null,null,null,null,null,null,null,null,null,null,null,null,null,null,null,null,null,null,null,null,null,null,null,null,null,null,null,null,null,null,null,null,null,null,null,null,null,null,null,null,null,null,null,null,null,null,null,null,null,null,null,null,null,null,null,null,null,null,null,null,null,null,null,null,null,null,null,null,null,273,4,6532,{"$f":"OFFSET(LoadCurve!$D$1,IF($CA$1,BX6534,366-BX6534),BY6534)","v":1042},{"$f":"IF(BZ6534=SUMIF(LoadCurve!$AQ$51:$AQ$90,CB6533,LoadCurve!$BK$51:$BK$90),CB6533+1,CB6533)","v":9},1001,{"$f":"SUMIF(LoadCurve!$AQ$51:$AQ$90,CB6534,LoadCurve!$BJ$51:$BJ$90)","v":1002.362232423179}]
[null,null,null,null,null,null,null,null,null,null,null,null,null,null,null,null,null,null,null,null,null,null,null,null,null,null,null,null,null,null,null,null,null,null,null,null,null,null,null,null,null,null,null,null,null,null,null,null,null,null,null,null,null,null,null,null,null,null,null,null,null,null,null,null,null,null,null,null,null,null,null,null,null,null,null,273,21,6549,{"$f":"OFFSET(LoadCurve!$D$1,IF($CA$1,BX6551,366-BX6551),BY6551)","v":1333.9},{"$f":"IF(BZ6551=SUMIF(LoadCurve!$AQ$51:$AQ$90,CB6550,LoadCurve!$BK$51:$BK$90),CB6550+1,CB6550)","v":9},1000,{"$f":"SUMIF(LoadCurve!$AQ$51:$AQ$90,CB6551,LoadCurve!$BJ$51:$BJ$90)","v":1002.362232423179}]
[null,null,null,null,null,null,null,null,null,null,null,null,null,null,null,null,null,null,null,null,null,null,null,null,null,null,null,null,null,null,null,null,null,null,null,null,null,null,null,null,null,null,null,null,null,null,null,null,null,null,null,null,null,null,null,null,null,null,null,null,null,null,null,null,null,null,null,null,null,null,null,null,null,null,null,274,14,6566,{"$f":"OFFSET(LoadCurve!$D$1,IF($CA$1,BX6568,366-BX6568),BY6568)","v":1134},{"$f":"IF(BZ6568=SUMIF(LoadCurve!$AQ$51:$AQ$90,CB6567,LoadCurve!$BK$51:$BK$90),CB6567+1,CB6567)","v":9},1000,{"$f":"SUMIF(LoadCurve!$AQ$51:$AQ$90,CB6568,LoadCurve!$BJ$51:$BJ$90)","v":1002.362232423179}]
[null,null,null,null,null,null,null,null,null,null,null,null,null,null,null,null,null,null,null,null,null,null,null,null,null,null,null,null,null,null,null,null,null,null,null,null,null,null,null,null,null,null,null,null,null,null,null,null,null,null,null,null,null,null,null,null,null,null,null,null,null,null,null,null,null,null,null,null,null,null,null,null,null,null,null,275,3,6579,{"$f":"OFFSET(LoadCurve!$D$1,IF($CA$1,BX6581,366-BX6581),BY6581)","v":980},{"$f":"IF(BZ6581=SUMIF(LoadCurve!$AQ$51:$AQ$90,CB6580,LoadCurve!$BK$51:$BK$90),CB6580+1,CB6580)","v":9},999,{"$f":"SUMIF(LoadCurve!$AQ$51:$AQ$90,CB6581,LoadCurve!$BJ$51:$BJ$90)","v":1002.362232423179}]
[null,null,null,null,null,null,null,null,null,null,null,null,null,null,null,null,null,null,null,null,null,null,null,null,null,null,null,null,null,null,null,null,null,null,null,null,null,null,null,null,null,null,null,null,null,null,null,null,null,null,null,null,null,null,null,null,null,null,null,null,null,null,null,null,null,null,null,null,null,null,null,null,null,null,null,276,1,6601,{"$f":"OFFSET(LoadCurve!$D$1,IF($CA$1,BX6603,366-BX6603),BY6603)","v":1059},{"$f":"IF(BZ6603=SUMIF(LoadCurve!$AQ$51:$AQ$90,CB6602,LoadCurve!$BK$51:$BK$90),CB6602+1,CB6602)","v":9},998,{"$f":"SUMIF(LoadCurve!$AQ$51:$AQ$90,CB6603,LoadCurve!$BJ$51:$BJ$90)","v":1002.362232423179}]
[null,null,null,null,null,null,null,null,null,null,null,null,null,null,null,null,null,null,null,null,null,null,null,null,null,null,null,null,null,null,null,null,null,null,null,null,null,null,null,null,null,null,null,null,null,null,null,null,null,null,null,null,null,null,null,null,null,null,null,null,null,null,null,null,null,null,null,null,null,null,null,null,null,null,null,276,2,6602,{"$f":"OFFSET(LoadCurve!$D$1,IF($CA$1,BX6604,366-BX6604),BY6604)","v":1019},{"$f":"IF(BZ6604=SUMIF(LoadCurve!$AQ$51:$AQ$90,CB6603,LoadCurve!$BK$51:$BK$90),CB6603+1,CB6603)","v":9},998,{"$f":"SUMIF(LoadCurve!$AQ$51:$AQ$90,CB6604,LoadCurve!$BJ$51:$BJ$90)","v":1002.362232423179}]
[null,null,null,null,null,null,null,null,null,null,null,null,null,null,null,null,null,null,null,null,null,null,null,null,null,null,null,null,null,null,null,null,null,null,null,null,null,null,null,null,null,null,null,null,null,null,null,null,null,null,null,null,null,null,null,null,null,null,null,null,null,null,null,null,null,null,null,null,null,null,null,null,null,null,null,277,5,6629,{"$f":"OFFSET(LoadCurve!$D$1,IF($CA$1,BX6631,366-BX6631),BY6631)","v":945},{"$f":"IF(BZ6631=SUMIF(LoadCurve!$AQ$51:$AQ$90,CB6630,LoadCurve!$BK$51:$BK$90),CB6630+1,CB6630)","v":9},997,{"$f":"SUMIF(LoadCurve!$AQ$51:$AQ$90,CB6631,LoadCurve!$BJ$51:$BJ$90)","v":1002.362232423179}]
[null,null,null,null,null,null,null,null,null,null,null,null,null,null,null,null,null,null,null,null,null,null,null,null,null,null,null,null,null,null,null,null,null,null,null,null,null,null,null,null,null,null,null,null,null,null,null,null,null,null,null,null,null,null,null,null,null,null,null,null,null,null,null,null,null,null,null,null,null,null,null,null,null,null,null,277,13,6637,{"$f":"OFFSET(LoadCurve!$D$1,IF($CA$1,BX6639,366-BX6639),BY6639)","v":934},{"$f":"IF(BZ6639=SUMIF(LoadCurve!$AQ$51:$AQ$90,CB6638,LoadCurve!$BK$51:$BK$90),CB6638+1,CB6638)","v":9},997,{"$f":"SUMIF(LoadCurve!$AQ$51:$AQ$90,CB6639,LoadCurve!$BJ$51:$BJ$90)","v":1002.362232423179}]
[null,null,null,null,null,null,null,null,null,null,null,null,null,null,null,null,null,null,null,null,null,null,null,null,null,null,null,null,null,null,null,null,null,null,null,null,null,null,null,null,null,null,null,null,null,null,null,null,null,null,null,null,null,null,null,null,null,null,null,null,null,null,null,null,null,null,null,null,null,null,null,null,null,null,null,278,6,6654,{"$f":"OFFSET(LoadCurve!$D$1,IF($CA$1,BX6656,366-BX6656),BY6656)","v":1074},{"$f":"IF(BZ6656=SUMIF(LoadCurve!$AQ$51:$AQ$90,CB6655,LoadCurve!$BK$51:$BK$90),CB6655+1,CB6655)","v":9},997,{"$f":"SUMIF(LoadCurve!$AQ$51:$AQ$90,CB6656,LoadCurve!$BJ$51:$BJ$90)","v":1002.362232423179}]
[null,null,null,null,null,null,null,null,null,null,null,null,null,null,null,null,null,null,null,null,null,null,null,null,null,null,null,null,null,null,null,null,null,null,null,null,null,null,null,null,null,null,null,null,null,null,null,null,null,null,null,null,null,null,null,null,null,null,null,null,null,null,null,null,null,null,null,null,null,null,null,null,null,null,null,278,23,6671,{"$f":"OFFSET(LoadCurve!$D$1,IF($CA$1,BX6673,366-BX6673),BY6673)","v":1118},{"$f":"IF(BZ6673=SUMIF(LoadCurve!$AQ$51:$AQ$90,CB6672,LoadCurve!$BK$51:$BK$90),CB6672+1,CB6672)","v":9},996,{"$f":"SUMIF(LoadCurve!$AQ$51:$AQ$90,CB6673,LoadCurve!$BJ$51:$BJ$90)","v":1002.362232423179}]
[null,null,null,null,null,null,null,null,null,null,null,null,null,null,null,null,null,null,null,null,null,null,null,null,null,null,null,null,null,null,null,null,null,null,null,null,null,null,null,null,null,null,null,null,null,null,null,null,null,null,null,null,null,null,null,null,null,null,null,null,null,null,null,null,null,null,null,null,null,null,null,null,null,null,null,279,24,6696,{"$f":"OFFSET(LoadCurve!$D$1,IF($CA$1,BX6698,366-BX6698),BY6698)","v":1063},{"$f":"IF(BZ6698=SUMIF(LoadCurve!$AQ$51:$AQ$90,CB6697,LoadCurve!$BK$51:$BK$90),CB6697+1,CB6697)","v":9},995,{"$f":"SUMIF(LoadCurve!$AQ$51:$AQ$90,CB6698,LoadCurve!$BJ$51:$BJ$90)","v":1002.362232423179}]
[null,null,null,null,null,null,null,null,null,null,null,null,null,null,null,null,null,null,null,null,null,null,null,null,null,null,null,null,null,null,null,null,null,null,null,null,null,null,null,null,null,null,null,null,null,null,null,null,null,null,null,null,null,null,null,null,null,null,null,null,null,null,null,null,null,null,null,null,null,null,null,null,null,null,null,280,10,6706,{"$f":"OFFSET(LoadCurve!$D$1,IF($CA$1,BX6708,366-BX6708),BY6708)","v":1097},{"$f":"IF(BZ6708=SUMIF(LoadCurve!$AQ$51:$AQ$90,CB6707,LoadCurve!$BK$51:$BK$90),CB6707+1,CB6707)","v":9},994,{"$f":"SUMIF(LoadCurve!$AQ$51:$AQ$90,CB6708,LoadCurve!$BJ$51:$BJ$90)","v":1002.362232423179}]
[null,null,null,null,null,null,null,null,null,null,null,null,null,null,null,null,null,null,null,null,null,null,null,null,null,null,null,null,null,null,null,null,null,null,null,null,null,null,null,null,null,null,null,null,null,null,null,null,null,null,null,null,null,null,null,null,null,null,null,null,null,null,null,null,null,null,null,null,null,null,null,null,null,null,null,281,3,6723,{"$f":"OFFSET(LoadCurve!$D$1,IF($CA$1,BX6725,366-BX6725),BY6725)","v":1009},{"$f":"IF(BZ6725=SUMIF(LoadCurve!$AQ$51:$AQ$90,CB6724,LoadCurve!$BK$51:$BK$90),CB6724+1,CB6724)","v":9},994,{"$f":"SUMIF(LoadCurve!$AQ$51:$AQ$90,CB6725,LoadCurve!$BJ$51:$BJ$90)","v":1002.362232423179}]
[null,null,null,null,null,null,null,null,null,null,null,null,null,null,null,null,null,null,null,null,null,null,null,null,null,null,null,null,null,null,null,null,null,null,null,null,null,null,null,null,null,null,null,null,null,null,null,null,null,null,null,null,null,null,null,null,null,null,null,null,null,null,null,null,null,null,null,null,null,null,null,null,null,null,null,281,20,6740,{"$f":"OFFSET(LoadCurve!$D$1,IF($CA$1,BX6742,366-BX6742),BY6742)","v":1325},{"$f":"IF(BZ6742=SUMIF(LoadCurve!$AQ$51:$AQ$90,CB6741,LoadCurve!$BK$51:$BK$90),CB6741+1,CB6741)","v":9},993,{"$f":"SUMIF(LoadCurve!$AQ$51:$AQ$90,CB6742,LoadCurve!$BJ$51:$BJ$90)","v":1002.362232423179}]
[null,null,null,null,null,null,null,null,null,null,null,null,null,null,null,null,null,null,null,null,null,null,null,null,null,null,null,null,null,null,null,null,null,null,null,null,null,null,null,null,null,null,null,null,null,null,null,null,null,null,null,null,null,null,null,null,null,null,null,null,null,null,null,null,null,null,null,null,null,null,null,null,null,null,null,282,18,6762,{"$f":"OFFSET(LoadCurve!$D$1,IF($CA$1,BX6764,366-BX6764),BY6764)","v":1225},{"$f":"IF(BZ6764=SUMIF(LoadCurve!$AQ$51:$AQ$90,CB6763,LoadCurve!$BK$51:$BK$90),CB6763+1,CB6763)","v":9},992,{"$f":"SUMIF(LoadCurve!$AQ$51:$AQ$90,CB6764,LoadCurve!$BJ$51:$BJ$90)","v":1002.362232423179}]
[null,null,null,null,null,null,null,null,null,null,null,null,null,null,null,null,null,null,null,null,null,null,null,null,null,null,null,null,null,null,null,null,null,null,null,null,null,null,null,null,null,null,null,null,null,null,null,null,null,null,null,null,null,null,null,null,null,null,null,null,null,null,null,null,null,null,null,null,null,null,null,null,null,null,null,283,7,6775,{"$f":"OFFSET(LoadCurve!$D$1,IF($CA$1,BX6777,366-BX6777),BY6777)","v":948},{"$f":"IF(BZ6777=SUMIF(LoadCurve!$AQ$51:$AQ$90,CB6776,LoadCurve!$BK$51:$BK$90),CB6776+1,CB6776)","v":9},992,{"$f":"SUMIF(LoadCurve!$AQ$51:$AQ$90,CB6777,LoadCurve!$BJ$51:$BJ$90)","v":1002.362232423179}]
[null,null,null,null,null,null,null,null,null,null,null,null,null,null,null,null,null,null,null,null,null,null,null,null,null,null,null,null,null,null,null,null,null,null,null,null,null,null,null,null,null,null,null,null,null,null,null,null,null,null,null,null,null,null,null,null,null,null,null,null,null,null,null,null,null,null,null,null,null,null,null,null,null,null,null,283,24,6792,{"$f":"OFFSET(LoadCurve!$D$1,IF($CA$1,BX6794,366-BX6794),BY6794)","v":1109},{"$f":"IF(BZ6794=SUMIF(LoadCurve!$AQ$51:$AQ$90,CB6793,LoadCurve!$BK$51:$BK$90),CB6793+1,CB6793)","v":9},991,{"$f":"SUMIF(LoadCurve!$AQ$51:$AQ$90,CB6794,LoadCurve!$BJ$51:$BJ$90)","v":1002.362232423179}]
[null,null,null,null,null,null,null,null,null,null,null,null,null,null,null,null,null,null,null,null,null,null,null,null,null,null,null,null,null,null,null,null,null,null,null,null,null,null,null,null,null,null,null,null,null,null,null,null,null,null,null,null,null,null,null,null,null,null,null,null,null,null,null,null,null,null,null,null,null,null,null,null,null,null,null,284,20,6812,{"$f":"OFFSET(LoadCurve!$D$1,IF($CA$1,BX6814,366-BX6814),BY6814)","v":1290.7},{"$f":"IF(BZ6814=SUMIF(LoadCurve!$AQ$51:$AQ$90,CB6813,LoadCurve!$BK$51:$BK$90),CB6813+1,CB6813)","v":9},990,{"$f":"SUMIF(LoadCurve!$AQ$51:$AQ$90,CB6814,LoadCurve!$BJ$51:$BJ$90)","v":1002.362232423179}]
[null,null,null,null,null,null,null,null,null,null,null,null,null,null,null,null,null,null,null,null,null,null,null,null,null,null,null,null,null,null,null,null,null,null,null,null,null,null,null,null,null,null,null,null,null,null,null,null,null,null,null,null,null,null,null,null,null,null,null,null,null,null,null,null,null,null,null,null,null,null,null,null,null,null,null,285,11,6827,{"$f":"OFFSET(LoadCurve!$D$1,IF($CA$1,BX6829,366-BX6829),BY6829)","v":1153},{"$f":"IF(BZ6829=SUMIF(LoadCurve!$AQ$51:$AQ$90,CB6828,LoadCurve!$BK$51:$BK$90),CB6828+1,CB6828)","v":9},990,{"$f":"SUMIF(LoadCurve!$AQ$51:$AQ$90,CB6829,LoadCurve!$BJ$51:$BJ$90)","v":1002.362232423179}]
[null,null,null,null,null,null,null,null,null,null,null,null,null,null,null,null,null,null,null,null,null,null,null,null,null,null,null,null,null,null,null,null,null,null,null,null,null,null,null,null,null,null,null,null,null,null,null,null,null,null,null,null,null,null,null,null,null,null,null,null,null,null,null,null,null,null,null,null,null,null,null,null,null,null,null,286,4,6844,{"$f":"OFFSET(LoadCurve!$D$1,IF($CA$1,BX6846,366-BX6846),BY6846)","v":1042},{"$f":"IF(BZ6846=SUMIF(LoadCurve!$AQ$51:$AQ$90,CB6845,LoadCurve!$BK$51:$BK$90),CB6845+1,CB6845)","v":9},989,{"$f":"SUMIF(LoadCurve!$AQ$51:$AQ$90,CB6846,LoadCurve!$BJ$51:$BJ$90)","v":1002.362232423179}]
[null,null,null,null,null,null,null,null,null,null,null,null,null,null,null,null,null,null,null,null,null,null,null,null,null,null,null,null,null,null,null,null,null,null,null,null,null,null,null,null,null,null,null,null,null,null,null,null,null,null,null,null,null,null,null,null,null,null,null,null,null,null,null,null,null,null,null,null,null,null,null,null,null,null,null,286,21,6861,{"$f":"OFFSET(LoadCurve!$D$1,IF($CA$1,BX6863,366-BX6863),BY6863)","v":1315.6},{"$f":"IF(BZ6863=SUMIF(LoadCurve!$AQ$51:$AQ$90,CB6862,LoadCurve!$BK$51:$BK$90),CB6862+1,CB6862)","v":9},988,{"$f":"SUMIF(LoadCurve!$AQ$51:$AQ$90,CB6863,LoadCurve!$BJ$51:$BJ$90)","v":1002.362232423179}]
[null,null,null,null,null,null,null,null,null,null,null,null,null,null,null,null,null,null,null,null,null,null,null,null,null,null,null,null,null,null,null,null,null,null,null,null,null,null,null,null,null,null,null,null,null,null,null,null,null,null,null,null,null,null,null,null,null,null,null,null,null,null,null,null,null,null,null,null,null,null,null,null,null,null,null,286,22,6862,{"$f":"OFFSET(LoadCurve!$D$1,IF($CA$1,BX6864,366-BX6864),BY6864)","v":1249.7},{"$f":"IF(BZ6864=SUMIF(LoadCurve!$AQ$51:$AQ$90,CB6863,LoadCurve!$BK$51:$BK$90),CB6863+1,CB6863)","v":9},988,{"$f":"SUMIF(LoadCurve!$AQ$51:$AQ$90,CB6864,LoadCurve!$BJ$51:$BJ$90)","v":1002.362232423179}]
[null,null,null,null,null,null,null,null,null,null,null,null,null,null,null,null,null,null,null,null,null,null,null,null,null,null,null,null,null,null,null,null,null,null,null,null,null,null,null,null,null,null,null,null,null,null,null,null,null,null,null,null,null,null,null,null,null,null,null,null,null,null,null,null,null,null,null,null,null,null,null,null,null,null,null,287,16,6880,{"$f":"OFFSET(LoadCurve!$D$1,IF($CA$1,BX6882,366-BX6882),BY6882)","v":1145},{"$f":"IF(BZ6882=SUMIF(LoadCurve!$AQ$51:$AQ$90,CB6881,LoadCurve!$BK$51:$BK$90),CB6881+1,CB6881)","v":9},988,{"$f":"SUMIF(LoadCurve!$AQ$51:$AQ$90,CB6882,LoadCurve!$BJ$51:$BJ$90)","v":1002.362232423179}]
[null,null,null,null,null,null,null,null,null,null,null,null,null,null,null,null,null,null,null,null,null,null,null,null,null,null,null,null,null,null,null,null,null,null,null,null,null,null,null,null,null,null,null,null,null,null,null,null,null,null,null,null,null,null,null,null,null,null,null,null,null,null,null,null,null,null,null,null,null,null,null,null,null,null,null,288,9,6897,{"$f":"OFFSET(LoadCurve!$D$1,IF($CA$1,BX6899,366-BX6899),BY6899)","v":1105},{"$f":"IF(BZ6899=SUMIF(LoadCurve!$AQ$51:$AQ$90,CB6898,LoadCurve!$BK$51:$BK$90),CB6898+1,CB6898)","v":9},987,{"$f":"SUMIF(LoadCurve!$AQ$51:$AQ$90,CB6899,LoadCurve!$BJ$51:$BJ$90)","v":1002.362232423179}]
[null,null,null,null,null,null,null,null,null,null,null,null,null,null,null,null,null,null,null,null,null,null,null,null,null,null,null,null,null,null,null,null,null,null,null,null,null,null,null,null,null,null,null,null,null,null,null,null,null,null,null,null,null,null,null,null,null,null,null,null,null,null,null,null,null,null,null,null,null,null,null,null,null,null,null,288,24,6912,{"$f":"OFFSET(LoadCurve!$D$1,IF($CA$1,BX6914,366-BX6914),BY6914)","v":1095},{"$f":"IF(BZ6914=SUMIF(LoadCurve!$AQ$51:$AQ$90,CB6913,LoadCurve!$BK$51:$BK$90),CB6913+1,CB6913)","v":9},986,{"$f":"SUMIF(LoadCurve!$AQ$51:$AQ$90,CB6914,LoadCurve!$BJ$51:$BJ$90)","v":1002.362232423179}]
[null,null,null,null,null,null,null,null,null,null,null,null,null,null,null,null,null,null,null,null,null,null,null,null,null,null,null,null,null,null,null,null,null,null,null,null,null,null,null,null,null,null,null,null,null,null,null,null,null,null,null,null,null,null,null,null,null,null,null,null,null,null,null,null,null,null,null,null,null,null,null,null,null,null,null,289,20,6932,{"$f":"OFFSET(LoadCurve!$D$1,IF($CA$1,BX6934,366-BX6934),BY6934)","v":1362.9},{"$f":"IF(BZ6934=SUMIF(LoadCurve!$AQ$51:$AQ$90,CB6933,LoadCurve!$BK$51:$BK$90),CB6933+1,CB6933)","v":9},986,{"$f":"SUMIF(LoadCurve!$AQ$51:$AQ$90,CB6934,LoadCurve!$BJ$51:$BJ$90)","v":1002.362232423179}]
[null,null,null,null,null,null,null,null,null,null,null,null,null,null,null,null,null,null,null,null,null,null,null,null,null,null,null,null,null,null,null,null,null,null,null,null,null,null,null,null,null,null,null,null,null,null,null,null,null,null,null,null,null,null,null,null,null,null,null,null,null,null,null,null,null,null,null,null,null,null,null,null,null,null,null,290,13,6949,{"$f":"OFFSET(LoadCurve!$D$1,IF($CA$1,BX6951,366-BX6951),BY6951)","v":971},{"$f":"IF(BZ6951=SUMIF(LoadCurve!$AQ$51:$AQ$90,CB6950,LoadCurve!$BK$51:$BK$90),CB6950+1,CB6950)","v":9},985,{"$f":"SUMIF(LoadCurve!$AQ$51:$AQ$90,CB6951,LoadCurve!$BJ$51:$BJ$90)","v":1002.362232423179}]
[null,null,null,null,null,null,null,null,null,null,null,null,null,null,null,null,null,null,null,null,null,null,null,null,null,null,null,null,null,null,null,null,null,null,null,null,null,null,null,null,null,null,null,null,null,null,null,null,null,null,null,null,null,null,null,null,null,null,null,null,null,null,null,null,null,null,null,null,null,null,null,null,null,null,null,291,6,6966,{"$f":"OFFSET(LoadCurve!$D$1,IF($CA$1,BX6968,366-BX6968),BY6968)","v":986},{"$f":"IF(BZ6968=SUMIF(LoadCurve!$AQ$51:$AQ$90,CB6967,LoadCurve!$BK$51:$BK$90),CB6967+1,CB6967)","v":9},984,{"$f":"SUMIF(LoadCurve!$AQ$51:$AQ$90,CB6968,LoadCurve!$BJ$51:$BJ$90)","v":1002.362232423179}]
[null,null,null,null,null,null,null,null,null,null,null,null,null,null,null,null,null,null,null,null,null,null,null,null,null,null,null,null,null,null,null,null,null,null,null,null,null,null,null,null,null,null,null,null,null,null,null,null,null,null,null,null,null,null,null,null,null,null,null,null,null,null,null,null,null,null,null,null,null,null,null,null,null,null,null,291,19,6979,{"$f":"OFFSET(LoadCurve!$D$1,IF($CA$1,BX6981,366-BX6981),BY6981)","v":748},{"$f":"IF(BZ6981=SUMIF(LoadCurve!$AQ$51:$AQ$90,CB6980,LoadCurve!$BK$51:$BK$90),CB6980+1,CB6980)","v":9},984,{"$f":"SUMIF(LoadCurve!$AQ$51:$AQ$90,CB6981,LoadCurve!$BJ$51:$BJ$90)","v":1002.362232423179}]
[null,null,null,null,null,null,null,null,null,null,null,null,null,null,null,null,null,null,null,null,null,null,null,null,null,null,null,null,null,null,null,null,null,null,null,null,null,null,null,null,null,null,null,null,null,null,null,null,null,null,null,null,null,null,null,null,null,null,null,null,null,null,null,null,null,null,null,null,null,null,null,null,null,null,null,292,{"$f":"BY6979","v":17},7001,{"$f":"OFFSET(LoadCurve!$D$1,IF($CA$1,BX7003,366-BX7003),BY7003)","v":1157},{"$f":"IF(BZ7003=SUMIF(LoadCurve!$AQ$51:$AQ$90,CB7002,LoadCurve!$BK$51:$BK$90),CB7002+1,CB7002)","v":9},983,{"$f":"SUMIF(LoadCurve!$AQ$51:$AQ$90,CB7003,LoadCurve!$BJ$51:$BJ$90)","v":1002.362232423179}]
[null,null,null,null,null,null,null,null,null,null,null,null,null,null,null,null,null,null,null,null,null,null,null,null,null,null,null,null,null,null,null,null,null,null,null,null,null,null,null,null,null,null,null,null,null,null,null,null,null,null,null,null,null,null,null,null,null,null,null,null,null,null,null,null,null,null,null,null,null,null,null,null,null,null,null,293,10,7018,{"$f":"OFFSET(LoadCurve!$D$1,IF($CA$1,BX7020,366-BX7020),BY7020)","v":1139},{"$f":"IF(BZ7020=SUMIF(LoadCurve!$AQ$51:$AQ$90,CB7019,LoadCurve!$BK$51:$BK$90),CB7019+1,CB7019)","v":9},982,{"$f":"SUMIF(LoadCurve!$AQ$51:$AQ$90,CB7020,LoadCurve!$BJ$51:$BJ$90)","v":1002.362232423179}]
[null,null,null,null,null,null,null,null,null,null,null,null,null,null,null,null,null,null,null,null,null,null,null,null,null,null,null,null,null,null,null,null,null,null,null,null,null,null,null,null,null,null,null,null,null,null,null,null,null,null,null,null,null,null,null,null,null,null,null,null,null,null,null,null,null,null,null,null,null,null,null,null,null,null,null,294,3,7035,{"$f":"OFFSET(LoadCurve!$D$1,IF($CA$1,BX7037,366-BX7037),BY7037)","v":1076},{"$f":"IF(BZ7037=SUMIF(LoadCurve!$AQ$51:$AQ$90,CB7036,LoadCurve!$BK$51:$BK$90),CB7036+1,CB7036)","v":9},981,{"$f":"SUMIF(LoadCurve!$AQ$51:$AQ$90,CB7037,LoadCurve!$BJ$51:$BJ$90)","v":1002.362232423179}]
[null,null,null,null,null,null,null,null,null,null,null,null,null,null,null,null,null,null,null,null,null,null,null,null,null,null,null,null,null,null,null,null,null,null,null,null,null,null,null,null,null,null,null,null,null,null,null,null,null,null,null,null,null,null,null,null,null,null,null,null,null,null,null,null,null,null,null,null,null,null,null,null,null,null,null,294,13,7045,{"$f":"OFFSET(LoadCurve!$D$1,IF($CA$1,BX7047,366-BX7047),BY7047)","v":1138},{"$f":"IF(BZ7047=SUMIF(LoadCurve!$AQ$51:$AQ$90,CB7046,LoadCurve!$BK$51:$BK$90),CB7046+1,CB7046)","v":9},981,{"$f":"SUMIF(LoadCurve!$AQ$51:$AQ$90,CB7047,LoadCurve!$BJ$51:$BJ$90)","v":1002.362232423179}]
[null,null,null,null,null,null,null,null,null,null,null,null,null,null,null,null,null,null,null,null,null,null,null,null,null,null,null,null,null,null,null,null,null,null,null,null,null,null,null,null,null,null,null,null,null,null,null,null,null,null,null,null,null,null,null,null,null,null,null,null,null,null,null,null,null,null,null,null,null,null,null,null,null,null,null,295,14,7070,{"$f":"OFFSET(LoadCurve!$D$1,IF($CA$1,BX7072,366-BX7072),BY7072)","v":1165},{"$f":"IF(BZ7072=SUMIF(LoadCurve!$AQ$51:$AQ$90,CB7071,LoadCurve!$BK$51:$BK$90),CB7071+1,CB7071)","v":9},980,{"$f":"SUMIF(LoadCurve!$AQ$51:$AQ$90,CB7072,LoadCurve!$BJ$51:$BJ$90)","v":1002.362232423179}]
[null,null,null,null,null,null,null,null,null,null,null,null,null,null,null,null,null,null,null,null,null,null,null,null,null,null,null,null,null,null,null,null,null,null,null,null,null,null,null,null,null,null,null,null,null,null,null,null,null,null,null,null,null,null,null,null,null,null,null,null,null,null,null,null,null,null,null,null,null,null,null,null,null,null,null,296,7,7087,{"$f":"OFFSET(LoadCurve!$D$1,IF($CA$1,BX7089,366-BX7089),BY7089)","v":1027},{"$f":"IF(BZ7089=SUMIF(LoadCurve!$AQ$51:$AQ$90,CB7088,LoadCurve!$BK$51:$BK$90),CB7088+1,CB7088)","v":9},979,{"$f":"SUMIF(LoadCurve!$AQ$51:$AQ$90,CB7089,LoadCurve!$BJ$51:$BJ$90)","v":1002.362232423179}]
[null,null,null,null,null,null,null,null,null,null,null,null,null,null,null,null,null,null,null,null,null,null,null,null,null,null,null,null,null,null,null,null,null,null,null,null,null,null,null,null,null,null,null,null,null,null,null,null,null,null,null,null,null,null,null,null,null,null,null,null,null,null,null,null,null,null,null,null,null,null,null,null,null,null,null,296,15,7095,{"$f":"OFFSET(LoadCurve!$D$1,IF($CA$1,BX7097,366-BX7097),BY7097)","v":1164},{"$f":"IF(BZ7097=SUMIF(LoadCurve!$AQ$51:$AQ$90,CB7096,LoadCurve!$BK$51:$BK$90),CB7096+1,CB7096)","v":9},979,{"$f":"SUMIF(LoadCurve!$AQ$51:$AQ$90,CB7097,LoadCurve!$BJ$51:$BJ$90)","v":1002.362232423179}]
[null,null,null,null,null,null,null,null,null,null,null,null,null,null,null,null,null,null,null,null,null,null,null,null,null,null,null,null,null,null,null,null,null,null,null,null,null,null,null,null,null,null,null,null,null,null,null,null,null,null,null,null,null,null,null,null,null,null,null,null,null,null,null,null,null,null,null,null,null,null,null,null,null,null,null,297,18,7122,{"$f":"OFFSET(LoadCurve!$D$1,IF($CA$1,BX7124,366-BX7124),BY7124)","v":1191},{"$f":"IF(BZ7124=SUMIF(LoadCurve!$AQ$51:$AQ$90,CB7123,LoadCurve!$BK$51:$BK$90),CB7123+1,CB7123)","v":9},977,{"$f":"SUMIF(LoadCurve!$AQ$51:$AQ$90,CB7124,LoadCurve!$BJ$51:$BJ$90)","v":1002.362232423179}]
[null,null,null,null,null,null,null,null,null,null,null,null,null,null,null,null,null,null,null,null,null,null,null,null,null,null,null,null,null,null,null,null,null,null,null,null,null,null,null,null,null,null,null,null,null,null,null,null,null,null,null,null,null,null,null,null,null,null,null,null,null,null,null,null,null,null,null,null,null,null,null,null,null,null,null,297,19,7123,{"$f":"OFFSET(LoadCurve!$D$1,IF($CA$1,BX7125,366-BX7125),BY7125)","v":1324},{"$f":"IF(BZ7125=SUMIF(LoadCurve!$AQ$51:$AQ$90,CB7124,LoadCurve!$BK$51:$BK$90),CB7124+1,CB7124)","v":9},977,{"$f":"SUMIF(LoadCurve!$AQ$51:$AQ$90,CB7125,LoadCurve!$BJ$51:$BJ$90)","v":1002.362232423179}]
[null,null,null,null,null,null,null,null,null,null,null,null,null,null,null,null,null,null,null,null,null,null,null,null,null,null,null,null,null,null,null,null,null,null,null,null,null,null,null,null,null,null,null,null,null,null,null,null,null,null,null,null,null,null,null,null,null,null,null,null,null,null,null,null,null,null,null,null,null,null,null,null,null,null,null,298,12,7140,{"$f":"OFFSET(LoadCurve!$D$1,IF($CA$1,BX7142,366-BX7142),BY7142)","v":924},{"$f":"IF(BZ7142=SUMIF(LoadCurve!$AQ$51:$AQ$90,CB7141,LoadCurve!$BK$51:$BK$90),CB7141+1,CB7141)","v":9},977,{"$f":"SUMIF(LoadCurve!$AQ$51:$AQ$90,CB7142,LoadCurve!$BJ$51:$BJ$90)","v":1002.362232423179}]
[null,null,null,null,null,null,null,null,null,null,null,null,null,null,null,null,null,null,null,null,null,null,null,null,null,null,null,null,null,null,null,null,null,null,null,null,null,null,null,null,null,null,null,null,null,null,null,null,null,null,null,null,null,null,null,null,null,null,null,null,null,null,null,null,null,null,null,null,null,null,null,null,null,null,null,299,10,7162,{"$f":"OFFSET(LoadCurve!$D$1,IF($CA$1,BX7164,366-BX7164),BY7164)","v":1167.4000000000001},{"$f":"IF(BZ7164=SUMIF(LoadCurve!$AQ$51:$AQ$90,CB7163,LoadCurve!$BK$51:$BK$90),CB7163+1,CB7163)","v":9},976,{"$f":"SUMIF(LoadCurve!$AQ$51:$AQ$90,CB7164,LoadCurve!$BJ$51:$BJ$90)","v":1002.362232423179}]
[null,null,null,null,null,null,null,null,null,null,null,null,null,null,null,null,null,null,null,null,null,null,null,null,null,null,null,null,null,null,null,null,null,null,null,null,null,null,null,null,null,null,null,null,null,null,null,null,null,null,null,null,null,null,null,null,null,null,null,null,null,null,null,null,null,null,null,null,null,null,null,null,null,null,null,299,23,7175,{"$f":"OFFSET(LoadCurve!$D$1,IF($CA$1,BX7177,366-BX7177),BY7177)","v":1134},{"$f":"IF(BZ7177=SUMIF(LoadCurve!$AQ$51:$AQ$90,CB7176,LoadCurve!$BK$51:$BK$90),CB7176+1,CB7176)","v":9},975,{"$f":"SUMIF(LoadCurve!$AQ$51:$AQ$90,CB7177,LoadCurve!$BJ$51:$BJ$90)","v":1002.362232423179}]
[null,null,null,null,null,null,null,null,null,null,null,null,null,null,null,null,null,null,null,null,null,null,null,null,null,null,null,null,null,null,null,null,null,null,null,null,null,null,null,null,null,null,null,null,null,null,null,null,null,null,null,null,null,null,null,null,null,null,null,null,null,null,null,null,null,null,null,null,null,null,null,null,null,null,null,300,16,7192,{"$f":"OFFSET(LoadCurve!$D$1,IF($CA$1,BX7194,366-BX7194),BY7194)","v":1180},{"$f":"IF(BZ7194=SUMIF(LoadCurve!$AQ$51:$AQ$90,CB7193,LoadCurve!$BK$51:$BK$90),CB7193+1,CB7193)","v":9},974,{"$f":"SUMIF(LoadCurve!$AQ$51:$AQ$90,CB7194,LoadCurve!$BJ$51:$BJ$90)","v":1002.362232423179}]
[null,null,null,null,null,null,null,null,null,null,null,null,null,null,null,null,null,null,null,null,null,null,null,null,null,null,null,null,null,null,null,null,null,null,null,null,null,null,null,null,null,null,null,null,null,null,null,null,null,null,null,null,null,null,null,null,null,null,null,null,null,null,null,null,null,null,null,null,null,null,null,null,null,null,null,301,9,7209,{"$f":"OFFSET(LoadCurve!$D$1,IF($CA$1,BX7211,366-BX7211),BY7211)","v":1113},{"$f":"IF(BZ7211=SUMIF(LoadCurve!$AQ$51:$AQ$90,CB7210,LoadCurve!$BK$51:$BK$90),CB7210+1,CB7210)","v":9},974,{"$f":"SUMIF(LoadCurve!$AQ$51:$AQ$90,CB7211,LoadCurve!$BJ$51:$BJ$90)","v":1002.362232423179}]
[null,null,null,null,null,null,null,null,null,null,null,null,null,null,null,null,null,null,null,null,null,null,null,null,null,null,null,null,null,null,null,null,null,null,null,null,null,null,null,null,null,null,null,null,null,null,null,null,null,null,null,null,null,null,null,null,null,null,null,null,null,null,null,null,null,null,null,null,null,null,null,null,null,null,null,302,4,7228,{"$f":"OFFSET(LoadCurve!$D$1,IF($CA$1,BX7230,366-BX7230),BY7230)","v":1059},{"$f":"IF(BZ7230=SUMIF(LoadCurve!$AQ$51:$AQ$90,CB7229,LoadCurve!$BK$51:$BK$90),CB7229+1,CB7229)","v":9},973,{"$f":"SUMIF(LoadCurve!$AQ$51:$AQ$90,CB7230,LoadCurve!$BJ$51:$BJ$90)","v":1002.362232423179}]
[null,null,null,null,null,null,null,null,null,null,null,null,null,null,null,null,null,null,null,null,null,null,null,null,null,null,null,null,null,null,null,null,null,null,null,null,null,null,null,null,null,null,null,null,null,null,null,null,null,null,null,null,null,null,null,null,null,null,null,null,null,null,null,null,null,null,null,null,null,null,null,null,null,null,null,302,20,7244,{"$f":"OFFSET(LoadCurve!$D$1,IF($CA$1,BX7246,366-BX7246),BY7246)","v":1322},{"$f":"IF(BZ7246=SUMIF(LoadCurve!$AQ$51:$AQ$90,CB7245,LoadCurve!$BK$51:$BK$90),CB7245+1,CB7245)","v":9},972,{"$f":"SUMIF(LoadCurve!$AQ$51:$AQ$90,CB7246,LoadCurve!$BJ$51:$BJ$90)","v":1002.362232423179}]
[null,null,null,null,null,null,null,null,null,null,null,null,null,null,null,null,null,null,null,null,null,null,null,null,null,null,null,null,null,null,null,null,null,null,null,null,null,null,null,null,null,null,null,null,null,null,null,null,null,null,null,null,null,null,null,null,null,null,null,null,null,null,null,null,null,null,null,null,null,null,null,null,null,null,null,303,13,7261,{"$f":"OFFSET(LoadCurve!$D$1,IF($CA$1,BX7263,366-BX7263),BY7263)","v":1180},{"$f":"IF(BZ7263=SUMIF(LoadCurve!$AQ$51:$AQ$90,CB7262,LoadCurve!$BK$51:$BK$90),CB7262+1,CB7262)","v":9},971,{"$f":"SUMIF(LoadCurve!$AQ$51:$AQ$90,CB7263,LoadCurve!$BJ$51:$BJ$90)","v":1002.362232423179}]
[null,null,null,null,null,null,null,null,null,null,null,null,null,null,null,null,null,null,null,null,null,null,null,null,null,null,null,null,null,null,null,null,null,null,null,null,null,null,null,null,null,null,null,null,null,null,null,null,null,null,null,null,null,null,null,null,null,null,null,null,null,null,null,null,null,null,null,null,null,null,null,null,null,null,null,304,6,7278,{"$f":"OFFSET(LoadCurve!$D$1,IF($CA$1,BX7280,366-BX7280),BY7280)","v":1040},{"$f":"IF(BZ7280=SUMIF(LoadCurve!$AQ$51:$AQ$90,CB7279,LoadCurve!$BK$51:$BK$90),CB7279+1,CB7279)","v":9},970,{"$f":"SUMIF(LoadCurve!$AQ$51:$AQ$90,CB7280,LoadCurve!$BJ$51:$BJ$90)","v":1002.362232423179}]
[null,null,null,null,null,null,null,null,null,null,null,null,null,null,null,null,null,null,null,null,null,null,null,null,null,null,null,null,null,null,null,null,null,null,null,null,null,null,null,null,null,null,null,null,null,null,null,null,null,null,null,null,null,null,null,null,null,null,null,null,null,null,null,null,null,null,null,null,null,null,null,null,null,null,null,304,24,7296,{"$f":"OFFSET(LoadCurve!$D$1,IF($CA$1,BX7298,366-BX7298),BY7298)","v":1137},{"$f":"IF(BZ7298=SUMIF(LoadCurve!$AQ$51:$AQ$90,CB7297,LoadCurve!$BK$51:$BK$90),CB7297+1,CB7297)","v":9},970,{"$f":"SUMIF(LoadCurve!$AQ$51:$AQ$90,CB7298,LoadCurve!$BJ$51:$BJ$90)","v":1002.362232423179}]
[null,null,null,null,null,null,null,null,null,null,null,null,null,null,null,null,null,null,null,null,null,null,null,null,null,null,null,null,null,null,null,null,null,null,null,null,null,null,null,null,null,null,null,null,null,null,null,null,null,null,null,null,null,null,null,null,null,null,null,null,null,null,null,null,null,null,null,null,null,null,null,null,null,null,null,305,17,7313,{"$f":"OFFSET(LoadCurve!$D$1,IF($CA$1,BX7315,366-BX7315),BY7315)","v":968},{"$f":"IF(BZ7315=SUMIF(LoadCurve!$AQ$51:$AQ$90,CB7314,LoadCurve!$BK$51:$BK$90),CB7314+1,CB7314)","v":9},969,{"$f":"SUMIF(LoadCurve!$AQ$51:$AQ$90,CB7315,LoadCurve!$BJ$51:$BJ$90)","v":1002.362232423179}]
[null,null,null,null,null,null,null,null,null,null,null,null,null,null,null,null,null,null,null,null,null,null,null,null,null,null,null,null,null,null,null,null,null,null,null,null,null,null,null,null,null,null,null,null,null,null,null,null,null,null,null,null,null,null,null,null,null,null,null,null,null,null,null,null,null,null,null,null,null,null,null,null,null,null,null,306,10,7330,{"$f":"OFFSET(LoadCurve!$D$1,IF($CA$1,BX7332,366-BX7332),BY7332)","v":1181},{"$f":"IF(BZ7332=SUMIF(LoadCurve!$AQ$51:$AQ$90,CB7331,LoadCurve!$BK$51:$BK$90),CB7331+1,CB7331)","v":9},969,{"$f":"SUMIF(LoadCurve!$AQ$51:$AQ$90,CB7332,LoadCurve!$BJ$51:$BJ$90)","v":1002.362232423179}]
[null,null,null,null,null,null,null,null,null,null,null,null,null,null,null,null,null,null,null,null,null,null,null,null,null,null,null,null,null,null,null,null,null,null,null,null,null,null,null,null,null,null,null,null,null,null,null,null,null,null,null,null,null,null,null,null,null,null,null,null,null,null,null,null,null,null,null,null,null,null,null,null,null,null,null,307,1,7345,{"$f":"OFFSET(LoadCurve!$D$1,IF($CA$1,BX7347,366-BX7347),BY7347)","v":1086},{"$f":"IF(BZ7347=SUMIF(LoadCurve!$AQ$51:$AQ$90,CB7346,LoadCurve!$BK$51:$BK$90),CB7346+1,CB7346)","v":9},968,{"$f":"SUMIF(LoadCurve!$AQ$51:$AQ$90,CB7347,LoadCurve!$BJ$51:$BJ$90)","v":1002.362232423179}]
[null,null,null,null,null,null,null,null,null,null,null,null,null,null,null,null,null,null,null,null,null,null,null,null,null,null,null,null,null,null,null,null,null,null,null,null,null,null,null,null,null,null,null,null,null,null,null,null,null,null,null,null,null,null,null,null,null,null,null,null,null,null,null,null,null,null,null,null,null,null,null,null,null,null,null,307,21,7365,{"$f":"OFFSET(LoadCurve!$D$1,IF($CA$1,BX7367,366-BX7367),BY7367)","v":1105},{"$f":"IF(BZ7367=SUMIF(LoadCurve!$AQ$51:$AQ$90,CB7366,LoadCurve!$BK$51:$BK$90),CB7366+1,CB7366)","v":9},967,{"$f":"SUMIF(LoadCurve!$AQ$51:$AQ$90,CB7367,LoadCurve!$BJ$51:$BJ$90)","v":1002.362232423179}]
[null,null,null,null,null,null,null,null,null,null,null,null,null,null,null,null,null,null,null,null,null,null,null,null,null,null,null,null,null,null,null,null,null,null,null,null,null,null,null,null,null,null,null,null,null,null,null,null,null,null,null,null,null,null,null,null,null,null,null,null,null,null,null,null,null,null,null,null,null,null,null,null,null,null,null,308,14,7382,{"$f":"OFFSET(LoadCurve!$D$1,IF($CA$1,BX7384,366-BX7384),BY7384)","v":1175},{"$f":"IF(BZ7384=SUMIF(LoadCurve!$AQ$51:$AQ$90,CB7383,LoadCurve!$BK$51:$BK$90),CB7383+1,CB7383)","v":9},966,{"$f":"SUMIF(LoadCurve!$AQ$51:$AQ$90,CB7384,LoadCurve!$BJ$51:$BJ$90)","v":1002.362232423179}]
[null,null,null,null,null,null,null,null,null,null,null,null,null,null,null,null,null,null,null,null,null,null,null,null,null,null,null,null,null,null,null,null,null,null,null,null,null,null,null,null,null,null,null,null,null,null,null,null,null,null,null,null,null,null,null,null,null,null,null,null,null,null,null,null,null,null,null,null,null,null,null,null,null,null,null,309,3,7395,{"$f":"OFFSET(LoadCurve!$D$1,IF($CA$1,BX7397,366-BX7397),BY7397)","v":1050},{"$f":"IF(BZ7397=SUMIF(LoadCurve!$AQ$51:$AQ$90,CB7396,LoadCurve!$BK$51:$BK$90),CB7396+1,CB7396)","v":9},965,{"$f":"SUMIF(LoadCurve!$AQ$51:$AQ$90,CB7397,LoadCurve!$BJ$51:$BJ$90)","v":1002.362232423179}]
[null,null,null,null,null,null,null,null,null,null,null,null,null,null,null,null,null,null,null,null,null,null,null,null,null,null,null,null,null,null,null,null,null,null,null,null,null,null,null,null,null,null,null,null,null,null,null,null,null,null,null,null,null,null,null,null,null,null,null,null,null,null,null,null,null,null,null,null,null,null,null,null,null,null,null,309,9,7401,{"$f":"OFFSET(LoadCurve!$D$1,IF($CA$1,BX7403,366-BX7403),BY7403)","v":1148},{"$f":"IF(BZ7403=SUMIF(LoadCurve!$AQ$51:$AQ$90,CB7402,LoadCurve!$BK$51:$BK$90),CB7402+1,CB7402)","v":9},965,{"$f":"SUMIF(LoadCurve!$AQ$51:$AQ$90,CB7403,LoadCurve!$BJ$51:$BJ$90)","v":1002.362232423179}]
[null,null,null,null,null,null,null,null,null,null,null,null,null,null,null,null,null,null,null,null,null,null,null,null,null,null,null,null,null,null,null,null,null,null,null,null,null,null,null,null,null,null,null,null,null,null,null,null,null,null,null,null,null,null,null,null,null,null,null,null,null,null,null,null,null,null,null,null,null,null,null,null,null,null,null,310,2,7418,{"$f":"OFFSET(LoadCurve!$D$1,IF($CA$1,BX7420,366-BX7420),BY7420)","v":1104},{"$f":"IF(BZ7420=SUMIF(LoadCurve!$AQ$51:$AQ$90,CB7419,LoadCurve!$BK$51:$BK$90),CB7419+1,CB7419)","v":9},964,{"$f":"SUMIF(LoadCurve!$AQ$51:$AQ$90,CB7420,LoadCurve!$BJ$51:$BJ$90)","v":1002.362232423179}]
[null,null,null,null,null,null,null,null,null,null,null,null,null,null,null,null,null,null,null,null,null,null,null,null,null,null,null,null,null,null,null,null,null,null,null,null,null,null,null,null,null,null,null,null,null,null,null,null,null,null,null,null,null,null,null,null,null,null,null,null,null,null,null,null,null,null,null,null,null,null,null,null,null,null,null,310,19,7435,{"$f":"OFFSET(LoadCurve!$D$1,IF($CA$1,BX7437,366-BX7437),BY7437)","v":1296.5999999999999},{"$f":"IF(BZ7437=SUMIF(LoadCurve!$AQ$51:$AQ$90,CB7436,LoadCurve!$BK$51:$BK$90),CB7436+1,CB7436)","v":9},963,{"$f":"SUMIF(LoadCurve!$AQ$51:$AQ$90,CB7437,LoadCurve!$BJ$51:$BJ$90)","v":1002.362232423179}]
[null,null,null,null,null,null,null,null,null,null,null,null,null,null,null,null,null,null,null,null,null,null,null,null,null,null,null,null,null,null,null,null,null,null,null,null,null,null,null,null,null,null,null,null,null,null,null,null,null,null,null,null,null,null,null,null,null,null,null,null,null,null,null,null,null,null,null,null,null,null,null,null,null,null,null,311,22,7462,{"$f":"OFFSET(LoadCurve!$D$1,IF($CA$1,BX7464,366-BX7464),BY7464)","v":1241.7},{"$f":"IF(BZ7464=SUMIF(LoadCurve!$AQ$51:$AQ$90,CB7463,LoadCurve!$BK$51:$BK$90),CB7463+1,CB7463)","v":9},961,{"$f":"SUMIF(LoadCurve!$AQ$51:$AQ$90,CB7464,LoadCurve!$BJ$51:$BJ$90)","v":1002.362232423179}]
[null,null,null,null,null,null,null,null,null,null,null,null,null,null,null,null,null,null,null,null,null,null,null,null,null,null,null,null,null,null,null,null,null,null,null,null,null,null,null,null,null,null,null,null,null,null,null,null,null,null,null,null,null,null,null,null,null,null,null,null,null,null,null,null,null,null,null,null,null,null,null,null,null,null,null,312,6,7470,{"$f":"OFFSET(LoadCurve!$D$1,IF($CA$1,BX7472,366-BX7472),BY7472)","v":1008},{"$f":"IF(BZ7472=SUMIF(LoadCurve!$AQ$51:$AQ$90,CB7471,LoadCurve!$BK$51:$BK$90),CB7471+1,CB7471)","v":9},961,{"$f":"SUMIF(LoadCurve!$AQ$51:$AQ$90,CB7472,LoadCurve!$BJ$51:$BJ$90)","v":1002.362232423179}]
[null,null,null,null,null,null,null,null,null,null,null,null,null,null,null,null,null,null,null,null,null,null,null,null,null,null,null,null,null,null,null,null,null,null,null,null,null,null,null,null,null,null,null,null,null,null,null,null,null,null,null,null,null,null,null,null,null,null,null,null,null,null,null,null,null,null,null,null,null,null,null,null,null,null,null,312,23,7487,{"$f":"OFFSET(LoadCurve!$D$1,IF($CA$1,BX7489,366-BX7489),BY7489)","v":1109},{"$f":"IF(BZ7489=SUMIF(LoadCurve!$AQ$51:$AQ$90,CB7488,LoadCurve!$BK$51:$BK$90),CB7488+1,CB7488)","v":9},960,{"$f":"SUMIF(LoadCurve!$AQ$51:$AQ$90,CB7489,LoadCurve!$BJ$51:$BJ$90)","v":1002.362232423179}]
[null,null,null,null,null,null,null,null,null,null,null,null,null,null,null,null,null,null,null,null,null,null,null,null,null,null,null,null,null,null,null,null,null,null,null,null,null,null,null,null,null,null,null,null,null,null,null,null,null,null,null,null,null,null,null,null,null,null,null,null,null,null,null,null,null,null,null,null,null,null,null,null,null,null,null,313,16,7504,{"$f":"OFFSET(LoadCurve!$D$1,IF($CA$1,BX7506,366-BX7506),BY7506)","v":1246},{"$f":"IF(BZ7506=SUMIF(LoadCurve!$AQ$51:$AQ$90,CB7505,LoadCurve!$BK$51:$BK$90),CB7505+1,CB7505)","v":9},959,{"$f":"SUMIF(LoadCurve!$AQ$51:$AQ$90,CB7506,LoadCurve!$BJ$51:$BJ$90)","v":1002.362232423179}]
[null,null,null,null,null,null,null,null,null,null,null,null,null,null,null,null,null,null,null,null,null,null,null,null,null,null,null,null,null,null,null,null,null,null,null,null,null,null,null,null,null,null,null,null,null,null,null,null,null,null,null,null,null,null,null,null,null,null,null,null,null,null,null,null,null,null,null,null,null,null,null,null,null,null,null,314,16,7528,{"$f":"OFFSET(LoadCurve!$D$1,IF($CA$1,BX7530,366-BX7530),BY7530)","v":1197},{"$f":"IF(BZ7530=SUMIF(LoadCurve!$AQ$51:$AQ$90,CB7529,LoadCurve!$BK$51:$BK$90),CB7529+1,CB7529)","v":9},958,{"$f":"SUMIF(LoadCurve!$AQ$51:$AQ$90,CB7530,LoadCurve!$BJ$51:$BJ$90)","v":1002.362232423179}]
[null,null,null,null,null,null,null,null,null,null,null,null,null,null,null,null,null,null,null,null,null,null,null,null,null,null,null,null,null,null,null,null,null,null,null,null,null,null,null,null,null,null,null,null,null,null,null,null,null,null,null,null,null,null,null,null,null,null,null,null,null,null,null,null,null,null,null,null,null,null,null,null,null,null,null,315,3,7539,{"$f":"OFFSET(LoadCurve!$D$1,IF($CA$1,BX7541,366-BX7541),BY7541)","v":1096},{"$f":"IF(BZ7541=SUMIF(LoadCurve!$AQ$51:$AQ$90,CB7540,LoadCurve!$BK$51:$BK$90),CB7540+1,CB7540)","v":9},957,{"$f":"SUMIF(LoadCurve!$AQ$51:$AQ$90,CB7541,LoadCurve!$BJ$51:$BJ$90)","v":1002.362232423179}]
[null,null,null,null,null,null,null,null,null,null,null,null,null,null,null,null,null,null,null,null,null,null,null,null,null,null,null,null,null,null,null,null,null,null,null,null,null,null,null,null,null,null,null,null,null,null,null,null,null,null,null,null,null,null,null,null,null,null,null,null,null,null,null,null,null,null,null,null,null,null,null,null,null,null,null,315,20,7556,{"$f":"OFFSET(LoadCurve!$D$1,IF($CA$1,BX7558,366-BX7558),BY7558)","v":1364},{"$f":"IF(BZ7558=SUMIF(LoadCurve!$AQ$51:$AQ$90,CB7557,LoadCurve!$BK$51:$BK$90),CB7557+1,CB7557)","v":9},956,{"$f":"SUMIF(LoadCurve!$AQ$51:$AQ$90,CB7558,LoadCurve!$BJ$51:$BJ$90)","v":1002.362232423179}]
[null,null,null,null,null,null,null,null,null,null,null,null,null,null,null,null,null,null,null,null,null,null,null,null,null,null,null,null,null,null,null,null,null,null,null,null,null,null,null,null,null,null,null,null,null,null,null,null,null,null,null,null,null,null,null,null,null,null,null,null,null,null,null,null,null,null,null,null,null,null,null,null,null,null,null,316,18,7578,{"$f":"OFFSET(LoadCurve!$D$1,IF($CA$1,BX7580,366-BX7580),BY7580)","v":1284},{"$f":"IF(BZ7580=SUMIF(LoadCurve!$AQ$51:$AQ$90,CB7579,LoadCurve!$BK$51:$BK$90),CB7579+1,CB7579)","v":9},955,{"$f":"SUMIF(LoadCurve!$AQ$51:$AQ$90,CB7580,LoadCurve!$BJ$51:$BJ$90)","v":1002.362232423179}]
[null,null,null,null,null,null,null,null,null,null,null,null,null,null,null,null,null,null,null,null,null,null,null,null,null,null,null,null,null,null,null,null,null,null,null,null,null,null,null,null,null,null,null,null,null,null,null,null,null,null,null,null,null,null,null,null,null,null,null,null,null,null,null,null,null,null,null,null,null,null,null,null,null,null,null,317,7,7591,{"$f":"OFFSET(LoadCurve!$D$1,IF($CA$1,BX7593,366-BX7593),BY7593)","v":965},{"$f":"IF(BZ7593=SUMIF(LoadCurve!$AQ$51:$AQ$90,CB7592,LoadCurve!$BK$51:$BK$90),CB7592+1,CB7592)","v":9},954,{"$f":"SUMIF(LoadCurve!$AQ$51:$AQ$90,CB7593,LoadCurve!$BJ$51:$BJ$90)","v":1002.362232423179}]
[null,null,null,null,null,null,null,null,null,null,null,null,null,null,null,null,null,null,null,null,null,null,null,null,null,null,null,null,null,null,null,null,null,null,null,null,null,null,null,null,null,null,null,null,null,null,null,null,null,null,null,null,null,null,null,null,null,null,null,null,null,null,null,null,null,null,null,null,null,null,null,null,null,null,null,317,24,7608,{"$f":"OFFSET(LoadCurve!$D$1,IF($CA$1,BX7610,366-BX7610),BY7610)","v":1176},{"$f":"IF(BZ7610=SUMIF(LoadCurve!$AQ$51:$AQ$90,CB7609,LoadCurve!$BK$51:$BK$90),CB7609+1,CB7609)","v":9},953,{"$f":"SUMIF(LoadCurve!$AQ$51:$AQ$90,CB7610,LoadCurve!$BJ$51:$BJ$90)","v":1002.362232423179}]
[null,null,null,null,null,null,null,null,null,null,null,null,null,null,null,null,null,null,null,null,null,null,null,null,null,null,null,null,null,null,null,null,null,null,null,null,null,null,null,null,null,null,null,null,null,null,null,null,null,null,null,null,null,null,null,null,null,null,null,null,null,null,null,null,null,null,null,null,null,null,null,null,null,null,null,318,17,7625,{"$f":"OFFSET(LoadCurve!$D$1,IF($CA$1,BX7627,366-BX7627),BY7627)","v":989},{"$f":"IF(BZ7627=SUMIF(LoadCurve!$AQ$51:$AQ$90,CB7626,LoadCurve!$BK$51:$BK$90),CB7626+1,CB7626)","v":9},952,{"$f":"SUMIF(LoadCurve!$AQ$51:$AQ$90,CB7627,LoadCurve!$BJ$51:$BJ$90)","v":1002.362232423179}]
[null,null,null,null,null,null,null,null,null,null,null,null,null,null,null,null,null,null,null,null,null,null,null,null,null,null,null,null,null,null,null,null,null,null,null,null,null,null,null,null,null,null,null,null,null,null,null,null,null,null,null,null,null,null,null,null,null,null,null,null,null,null,null,null,null,null,null,null,null,null,null,null,null,null,null,318,20,7628,{"$f":"OFFSET(LoadCurve!$D$1,IF($CA$1,BX7630,366-BX7630),BY7630)","v":1338},{"$f":"IF(BZ7630=SUMIF(LoadCurve!$AQ$51:$AQ$90,CB7629,LoadCurve!$BK$51:$BK$90),CB7629+1,CB7629)","v":9},952,{"$f":"SUMIF(LoadCurve!$AQ$51:$AQ$90,CB7630,LoadCurve!$BJ$51:$BJ$90)","v":1002.362232423179}]
[null,null,null,null,null,null,null,null,null,null,null,null,null,null,null,null,null,null,null,null,null,null,null,null,null,null,null,null,null,null,null,null,null,null,null,null,null,null,null,null,null,null,null,null,null,null,null,null,null,null,null,null,null,null,null,null,null,null,null,null,null,null,null,null,null,null,null,null,null,null,null,null,null,null,null,319,12,7644,{"$f":"OFFSET(LoadCurve!$D$1,IF($CA$1,BX7646,366-BX7646),BY7646)","v":954},{"$f":"IF(BZ7646=SUMIF(LoadCurve!$AQ$51:$AQ$90,CB7645,LoadCurve!$BK$51:$BK$90),CB7645+1,CB7645)","v":9},951,{"$f":"SUMIF(LoadCurve!$AQ$51:$AQ$90,CB7646,LoadCurve!$BJ$51:$BJ$90)","v":1002.362232423179}]
[null,null,null,null,null,null,null,null,null,null,null,null,null,null,null,null,null,null,null,null,null,null,null,null,null,null,null,null,null,null,null,null,null,null,null,null,null,null,null,null,null,null,null,null,null,null,null,null,null,null,null,null,null,null,null,null,null,null,null,null,null,null,null,null,null,null,null,null,null,null,null,null,null,null,null,320,5,7661,{"$f":"OFFSET(LoadCurve!$D$1,IF($CA$1,BX7663,366-BX7663),BY7663)","v":1055},{"$f":"IF(BZ7663=SUMIF(LoadCurve!$AQ$51:$AQ$90,CB7662,LoadCurve!$BK$51:$BK$90),CB7662+1,CB7662)","v":9},951,{"$f":"SUMIF(LoadCurve!$AQ$51:$AQ$90,CB7663,LoadCurve!$BJ$51:$BJ$90)","v":1002.362232423179}]
[null,null,null,null,null,null,null,null,null,null,null,null,null,null,null,null,null,null,null,null,null,null,null,null,null,null,null,null,null,null,null,null,null,null,null,null,null,null,null,null,null,null,null,null,null,null,null,null,null,null,null,null,null,null,null,null,null,null,null,null,null,null,null,null,null,null,null,null,null,null,null,null,null,null,null,320,22,7678,{"$f":"OFFSET(LoadCurve!$D$1,IF($CA$1,BX7680,366-BX7680),BY7680)","v":1303},{"$f":"IF(BZ7680=SUMIF(LoadCurve!$AQ$51:$AQ$90,CB7679,LoadCurve!$BK$51:$BK$90),CB7679+1,CB7679)","v":9},949,{"$f":"SUMIF(LoadCurve!$AQ$51:$AQ$90,CB7680,LoadCurve!$BJ$51:$BJ$90)","v":1002.362232423179}]
[null,null,null,null,null,null,null,null,null,null,null,null,null,null,null,null,null,null,null,null,null,null,null,null,null,null,null,null,null,null,null,null,null,null,null,null,null,null,null,null,null,null,null,null,null,null,null,null,null,null,null,null,null,null,null,null,null,null,null,null,null,null,null,null,null,null,null,null,null,null,null,null,null,null,null,321,14,7694,{"$f":"OFFSET(LoadCurve!$D$1,IF($CA$1,BX7696,366-BX7696),BY7696)","v":1194},{"$f":"IF(BZ7696=SUMIF(LoadCurve!$AQ$51:$AQ$90,CB7695,LoadCurve!$BK$51:$BK$90),CB7695+1,CB7695)","v":9},948,{"$f":"SUMIF(LoadCurve!$AQ$51:$AQ$90,CB7696,LoadCurve!$BJ$51:$BJ$90)","v":1002.362232423179}]
[null,null,null,null,null,null,null,null,null,null,null,null,null,null,null,null,null,null,null,null,null,null,null,null,null,null,null,null,null,null,null,null,null,null,null,null,null,null,null,null,null,null,null,null,null,null,null,null,null,null,null,null,null,null,null,null,null,null,null,null,null,null,null,null,null,null,null,null,null,null,null,null,null,null,null,322,9,7713,{"$f":"OFFSET(LoadCurve!$D$1,IF($CA$1,BX7715,366-BX7715),BY7715)","v":1195},{"$f":"IF(BZ7715=SUMIF(LoadCurve!$AQ$51:$AQ$90,CB7714,LoadCurve!$BK$51:$BK$90),CB7714+1,CB7714)","v":9},946,{"$f":"SUMIF(LoadCurve!$AQ$51:$AQ$90,CB7715,LoadCurve!$BJ$51:$BJ$90)","v":1002.362232423179}]
[null,null,null,null,null,null,null,null,null,null,null,null,null,null,null,null,null,null,null,null,null,null,null,null,null,null,null,null,null,null,null,null,null,null,null,null,null,null,null,null,null,null,null,null,null,null,null,null,null,null,null,null,null,null,null,null,null,null,null,null,null,null,null,null,null,null,null,null,null,null,null,null,null,null,null,323,2,7730,{"$f":"OFFSET(LoadCurve!$D$1,IF($CA$1,BX7732,366-BX7732),BY7732)","v":1108},{"$f":"IF(BZ7732=SUMIF(LoadCurve!$AQ$51:$AQ$90,CB7731,LoadCurve!$BK$51:$BK$90),CB7731+1,CB7731)","v":9},945,{"$f":"SUMIF(LoadCurve!$AQ$51:$AQ$90,CB7732,LoadCurve!$BJ$51:$BJ$90)","v":1002.362232423179}]
[null,null,null,null,null,null,null,null,null,null,null,null,null,null,null,null,null,null,null,null,null,null,null,null,null,null,null,null,null,null,null,null,null,null,null,null,null,null,null,null,null,null,null,null,null,null,null,null,null,null,null,null,null,null,null,null,null,null,null,null,null,null,null,null,null,null,null,null,null,null,null,null,null,null,null,323,16,7744,{"$f":"OFFSET(LoadCurve!$D$1,IF($CA$1,BX7746,366-BX7746),BY7746)","v":1217},{"$f":"IF(BZ7746=SUMIF(LoadCurve!$AQ$51:$AQ$90,CB7745,LoadCurve!$BK$51:$BK$90),CB7745+1,CB7745)","v":9},944,{"$f":"SUMIF(LoadCurve!$AQ$51:$AQ$90,CB7746,LoadCurve!$BJ$51:$BJ$90)","v":1002.362232423179}]
[null,null,null,null,null,null,null,null,null,null,null,null,null,null,null,null,null,null,null,null,null,null,null,null,null,null,null,null,null,null,null,null,null,null,null,null,null,null,null,null,null,null,null,null,null,null,null,null,null,null,null,null,null,null,null,null,null,null,null,null,null,null,null,null,null,null,null,null,null,null,null,null,null,null,null,324,13,7765,{"$f":"OFFSET(LoadCurve!$D$1,IF($CA$1,BX7767,366-BX7767),BY7767)","v":1205},{"$f":"IF(BZ7767=SUMIF(LoadCurve!$AQ$51:$AQ$90,CB7766,LoadCurve!$BK$51:$BK$90),CB7766+1,CB7766)","v":9},943,{"$f":"SUMIF(LoadCurve!$AQ$51:$AQ$90,CB7767,LoadCurve!$BJ$51:$BJ$90)","v":1002.362232423179}]
[null,null,null,null,null,null,null,null,null,null,null,null,null,null,null,null,null,null,null,null,null,null,null,null,null,null,null,null,null,null,null,null,null,null,null,null,null,null,null,null,null,null,null,null,null,null,null,null,null,null,null,null,null,null,null,null,null,null,null,null,null,null,null,null,null,null,null,null,null,null,null,null,null,null,null,325,6,7782,{"$f":"OFFSET(LoadCurve!$D$1,IF($CA$1,BX7784,366-BX7784),BY7784)","v":1068},{"$f":"IF(BZ7784=SUMIF(LoadCurve!$AQ$51:$AQ$90,CB7783,LoadCurve!$BK$51:$BK$90),CB7783+1,CB7783)","v":9},942,{"$f":"SUMIF(LoadCurve!$AQ$51:$AQ$90,CB7784,LoadCurve!$BJ$51:$BJ$90)","v":1002.362232423179}]
[null,null,null,null,null,null,null,null,null,null,null,null,null,null,null,null,null,null,null,null,null,null,null,null,null,null,null,null,null,null,null,null,null,null,null,null,null,null,null,null,null,null,null,null,null,null,null,null,null,null,null,null,null,null,null,null,null,null,null,null,null,null,null,null,null,null,null,null,null,null,null,null,null,null,null,325,23,7799,{"$f":"OFFSET(LoadCurve!$D$1,IF($CA$1,BX7801,366-BX7801),BY7801)","v":1243},{"$f":"IF(BZ7801=SUMIF(LoadCurve!$AQ$51:$AQ$90,CB7800,LoadCurve!$BK$51:$BK$90),CB7800+1,CB7800)","v":9},942,{"$f":"SUMIF(LoadCurve!$AQ$51:$AQ$90,CB7801,LoadCurve!$BJ$51:$BJ$90)","v":1002.362232423179}]
[null,null,null,null,null,null,null,null,null,null,null,null,null,null,null,null,null,null,null,null,null,null,null,null,null,null,null,null,null,null,null,null,null,null,null,null,null,null,null,null,null,null,null,null,null,null,null,null,null,null,null,null,null,null,null,null,null,null,null,null,null,null,null,null,null,null,null,null,null,null,null,null,null,null,null,326,11,7811,{"$f":"OFFSET(LoadCurve!$D$1,IF($CA$1,BX7813,366-BX7813),BY7813)","v":975},{"$f":"IF(BZ7813=SUMIF(LoadCurve!$AQ$51:$AQ$90,CB7812,LoadCurve!$BK$51:$BK$90),CB7812+1,CB7812)","v":9},941,{"$f":"SUMIF(LoadCurve!$AQ$51:$AQ$90,CB7813,LoadCurve!$BJ$51:$BJ$90)","v":1002.362232423179}]
[null,null,null,null,null,null,null,null,null,null,null,null,null,null,null,null,null,null,null,null,null,null,null,null,null,null,null,null,null,null,null,null,null,null,null,null,null,null,null,null,null,null,null,null,null,null,null,null,null,null,null,null,null,null,null,null,null,null,null,null,null,null,null,null,null,null,null,null,null,null,null,null,null,null,null,327,10,7834,{"$f":"OFFSET(LoadCurve!$D$1,IF($CA$1,BX7836,366-BX7836),BY7836)","v":1218},{"$f":"IF(BZ7836=SUMIF(LoadCurve!$AQ$51:$AQ$90,CB7835,LoadCurve!$BK$51:$BK$90),CB7835+1,CB7835)","v":9},939,{"$f":"SUMIF(LoadCurve!$AQ$51:$AQ$90,CB7836,LoadCurve!$BJ$51:$BJ$90)","v":1002.362232423179}]
[null,null,null,null,null,null,null,null,null,null,null,null,null,null,null,null,null,null,null,null,null,null,null,null,null,null,null,null,null,null,null,null,null,null,null,null,null,null,null,null,null,null,null,null,null,null,null,null,null,null,null,null,null,null,null,null,null,null,null,null,null,null,null,null,null,null,null,null,null,null,null,null,null,null,null,328,3,7851,{"$f":"OFFSET(LoadCurve!$D$1,IF($CA$1,BX7853,366-BX7853),BY7853)","v":1124.2},{"$f":"IF(BZ7853=SUMIF(LoadCurve!$AQ$51:$AQ$90,CB7852,LoadCurve!$BK$51:$BK$90),CB7852+1,CB7852)","v":9},938,{"$f":"SUMIF(LoadCurve!$AQ$51:$AQ$90,CB7853,LoadCurve!$BJ$51:$BJ$90)","v":1002.362232423179}]
[null,null,null,null,null,null,null,null,null,null,null,null,null,null,null,null,null,null,null,null,null,null,null,null,null,null,null,null,null,null,null,null,null,null,null,null,null,null,null,null,null,null,null,null,null,null,null,null,null,null,null,null,null,null,null,null,null,null,null,null,null,null,null,null,null,null,null,null,null,null,null,null,null,null,null,328,13,7861,{"$f":"OFFSET(LoadCurve!$D$1,IF($CA$1,BX7863,366-BX7863),BY7863)","v":1007},{"$f":"IF(BZ7863=SUMIF(LoadCurve!$AQ$51:$AQ$90,CB7862,LoadCurve!$BK$51:$BK$90),CB7862+1,CB7862)","v":9},937,{"$f":"SUMIF(LoadCurve!$AQ$51:$AQ$90,CB7863,LoadCurve!$BJ$51:$BJ$90)","v":1002.362232423179}]
[null,null,null,null,null,null,null,null,null,null,null,null,null,null,null,null,null,null,null,null,null,null,null,null,null,null,null,null,null,null,null,null,null,null,null,null,null,null,null,null,null,null,null,null,null,null,null,null,null,null,null,null,null,null,null,null,null,null,null,null,null,null,null,null,null,null,null,null,null,null,null,null,null,null,null,329,14,7886,{"$f":"OFFSET(LoadCurve!$D$1,IF($CA$1,BX7888,366-BX7888),BY7888)","v":1196.9000000000001},{"$f":"IF(BZ7888=SUMIF(LoadCurve!$AQ$51:$AQ$90,CB7887,LoadCurve!$BK$51:$BK$90),CB7887+1,CB7887)","v":9},935,{"$f":"SUMIF(LoadCurve!$AQ$51:$AQ$90,CB7888,LoadCurve!$BJ$51:$BJ$90)","v":1002.362232423179}]
[null,null,null,null,null,null,null,null,null,null,null,null,null,null,null,null,null,null,null,null,null,null,null,null,null,null,null,null,null,null,null,null,null,null,null,null,null,null,null,null,null,null,null,null,null,null,null,null,null,null,null,null,null,null,null,null,null,null,null,null,null,null,null,null,null,null,null,null,null,null,null,null,null,null,null,330,7,7903,{"$f":"OFFSET(LoadCurve!$D$1,IF($CA$1,BX7905,366-BX7905),BY7905)","v":1074},{"$f":"IF(BZ7905=SUMIF(LoadCurve!$AQ$51:$AQ$90,CB7904,LoadCurve!$BK$51:$BK$90),CB7904+1,CB7904)","v":9},934,{"$f":"SUMIF(LoadCurve!$AQ$51:$AQ$90,CB7905,LoadCurve!$BJ$51:$BJ$90)","v":1002.362232423179}]
[null,null,null,null,null,null,null,null,null,null,null,null,null,null,null,null,null,null,null,null,null,null,null,null,null,null,null,null,null,null,null,null,null,null,null,null,null,null,null,null,null,null,null,null,null,null,null,null,null,null,null,null,null,null,null,null,null,null,null,null,null,null,null,null,null,null,null,null,null,null,null,null,null,null,null,330,8,7904,{"$f":"OFFSET(LoadCurve!$D$1,IF($CA$1,BX7906,366-BX7906),BY7906)","v":1114},{"$f":"IF(BZ7906=SUMIF(LoadCurve!$AQ$51:$AQ$90,CB7905,LoadCurve!$BK$51:$BK$90),CB7905+1,CB7905)","v":9},934,{"$f":"SUMIF(LoadCurve!$AQ$51:$AQ$90,CB7906,LoadCurve!$BJ$51:$BJ$90)","v":1002.362232423179}]
[null,null,null,null,null,null,null,null,null,null,null,null,null,null,null,null,null,null,null,null,null,null,null,null,null,null,null,null,null,null,null,null,null,null,null,null,null,null,null,null,null,null,null,null,null,null,null,null,null,null,null,null,null,null,null,null,null,null,null,null,null,null,null,null,null,null,null,null,null,null,null,null,null,null,null,331,8,7928,{"$f":"OFFSET(LoadCurve!$D$1,IF($CA$1,BX7930,366-BX7930),BY7930)","v":1050},{"$f":"IF(BZ7930=SUMIF(LoadCurve!$AQ$51:$AQ$90,CB7929,LoadCurve!$BK$51:$BK$90),CB7929+1,CB7929)","v":10},932,{"$f":"SUMIF(LoadCurve!$AQ$51:$AQ$90,CB7930,LoadCurve!$BJ$51:$BJ$90)","v":976.86343797274662}]
[null,null,null,null,null,null,null,null,null,null,null,null,null,null,null,null,null,null,null,null,null,null,null,null,null,null,null,null,null,null,null,null,null,null,null,null,null,null,null,null,null,null,null,null,null,null,null,null,null,null,null,null,null,null,null,null,null,null,null,null,null,null,null,null,null,null,null,null,null,null,null,null,null,null,null,331,19,7939,{"$f":"OFFSET(LoadCurve!$D$1,IF($CA$1,BX7941,366-BX7941),BY7941)","v":1323},{"$f":"IF(BZ7941=SUMIF(LoadCurve!$AQ$51:$AQ$90,CB7940,LoadCurve!$BK$51:$BK$90),CB7940+1,CB7940)","v":10},932,{"$f":"SUMIF(LoadCurve!$AQ$51:$AQ$90,CB7941,LoadCurve!$BJ$51:$BJ$90)","v":976.86343797274662}]
[null,null,null,null,null,null,null,null,null,null,null,null,null,null,null,null,null,null,null,null,null,null,null,null,null,null,null,null,null,null,null,null,null,null,null,null,null,null,null,null,null,null,null,null,null,null,null,null,null,null,null,null,null,null,null,null,null,null,null,null,null,null,null,null,null,null,null,null,null,null,null,null,null,null,null,332,12,7956,{"$f":"OFFSET(LoadCurve!$D$1,IF($CA$1,BX7958,366-BX7958),BY7958)","v":1074.5999999999999},{"$f":"IF(BZ7958=SUMIF(LoadCurve!$AQ$51:$AQ$90,CB7957,LoadCurve!$BK$51:$BK$90),CB7957+1,CB7957)","v":10},931,{"$f":"SUMIF(LoadCurve!$AQ$51:$AQ$90,CB7958,LoadCurve!$BJ$51:$BJ$90)","v":976.86343797274662}]
[null,null,null,null,null,null,null,null,null,null,null,null,null,null,null,null,null,null,null,null,null,null,null,null,null,null,null,null,null,null,null,null,null,null,null,null,null,null,null,null,null,null,null,null,null,null,null,null,null,null,null,null,null,null,null,null,null,null,null,null,null,null,null,null,null,null,null,null,null,null,null,null,null,null,null,333,5,7973,{"$f":"OFFSET(LoadCurve!$D$1,IF($CA$1,BX7975,366-BX7975),BY7975)","v":1098.7},{"$f":"IF(BZ7975=SUMIF(LoadCurve!$AQ$51:$AQ$90,CB7974,LoadCurve!$BK$51:$BK$90),CB7974+1,CB7974)","v":10},930,{"$f":"SUMIF(LoadCurve!$AQ$51:$AQ$90,CB7975,LoadCurve!$BJ$51:$BJ$90)","v":976.86343797274662}]
[null,null,null,null,null,null,null,null,null,null,null,null,null,null,null,null,null,null,null,null,null,null,null,null,null,null,null,null,null,null,null,null,null,null,null,null,null,null,null,null,null,null,null,null,null,null,null,null,null,null,null,null,null,null,null,null,null,null,null,null,null,null,null,null,null,null,null,null,null,null,null,null,null,null,null,334,2,7994,{"$f":"OFFSET(LoadCurve!$D$1,IF($CA$1,BX7996,366-BX7996),BY7996)","v":1109},{"$f":"IF(BZ7996=SUMIF(LoadCurve!$AQ$51:$AQ$90,CB7995,LoadCurve!$BK$51:$BK$90),CB7995+1,CB7995)","v":10},928,{"$f":"SUMIF(LoadCurve!$AQ$51:$AQ$90,CB7996,LoadCurve!$BJ$51:$BJ$90)","v":976.86343797274662}]
[null,null,null,null,null,null,null,null,null,null,null,null,null,null,null,null,null,null,null,null,null,null,null,null,null,null,null,null,null,null,null,null,null,null,null,null,null,null,null,null,null,null,null,null,null,null,null,null,null,null,null,null,null,null,null,null,null,null,null,null,null,null,null,null,null,null,null,null,null,null,null,null,null,null,null,334,16,8008,{"$f":"OFFSET(LoadCurve!$D$1,IF($CA$1,BX8010,366-BX8010),BY8010)","v":1255.8},{"$f":"IF(BZ8010=SUMIF(LoadCurve!$AQ$51:$AQ$90,CB8009,LoadCurve!$BK$51:$BK$90),CB8009+1,CB8009)","v":10},926,{"$f":"SUMIF(LoadCurve!$AQ$51:$AQ$90,CB8010,LoadCurve!$BJ$51:$BJ$90)","v":976.86343797274662}]
[null,null,null,null,null,null,null,null,null,null,null,null,null,null,null,null,null,null,null,null,null,null,null,null,null,null,null,null,null,null,null,null,null,null,null,null,null,null,null,null,null,null,null,null,null,null,null,null,null,null,null,null,null,null,null,null,null,null,null,null,null,null,null,null,null,null,null,null,null,null,null,null,null,null,null,335,{"$f":"BY8003","v":9},8025,{"$f":"OFFSET(LoadCurve!$D$1,IF($CA$1,BX8027,366-BX8027),BY8027)","v":1193},{"$f":"IF(BZ8027=SUMIF(LoadCurve!$AQ$51:$AQ$90,CB8026,LoadCurve!$BK$51:$BK$90),CB8026+1,CB8026)","v":10},925,{"$f":"SUMIF(LoadCurve!$AQ$51:$AQ$90,CB8027,LoadCurve!$BJ$51:$BJ$90)","v":976.86343797274662}]
[null,null,null,null,null,null,null,null,null,null,null,null,null,null,null,null,null,null,null,null,null,null,null,null,null,null,null,null,null,null,null,null,null,null,null,null,null,null,null,null,null,null,null,null,null,null,null,null,null,null,null,null,null,null,null,null,null,null,null,null,null,null,null,null,null,null,null,null,null,null,null,null,null,null,null,336,4,8044,{"$f":"OFFSET(LoadCurve!$D$1,IF($CA$1,BX8046,366-BX8046),BY8046)","v":1121.4000000000001},{"$f":"IF(BZ8046=SUMIF(LoadCurve!$AQ$51:$AQ$90,CB8045,LoadCurve!$BK$51:$BK$90),CB8045+1,CB8045)","v":10},924,{"$f":"SUMIF(LoadCurve!$AQ$51:$AQ$90,CB8046,LoadCurve!$BJ$51:$BJ$90)","v":976.86343797274662}]
[null,null,null,null,null,null,null,null,null,null,null,null,null,null,null,null,null,null,null,null,null,null,null,null,null,null,null,null,null,null,null,null,null,null,null,null,null,null,null,null,null,null,null,null,null,null,null,null,null,null,null,null,null,null,null,null,null,null,null,null,null,null,null,null,null,null,null,null,null,null,null,null,null,null,null,336,20,8060,{"$f":"OFFSET(LoadCurve!$D$1,IF($CA$1,BX8062,366-BX8062),BY8062)","v":1397.3},{"$f":"IF(BZ8062=SUMIF(LoadCurve!$AQ$51:$AQ$90,CB8061,LoadCurve!$BK$51:$BK$90),CB8061+1,CB8061)","v":10},923,{"$f":"SUMIF(LoadCurve!$AQ$51:$AQ$90,CB8062,LoadCurve!$BJ$51:$BJ$90)","v":976.86343797274662}]
[null,null,null,null,null,null,null,null,null,null,null,null,null,null,null,null,null,null,null,null,null,null,null,null,null,null,null,null,null,null,null,null,null,null,null,null,null,null,null,null,null,null,null,null,null,null,null,null,null,null,null,null,null,null,null,null,null,null,null,null,null,null,null,null,null,null,null,null,null,null,null,null,null,null,null,337,13,8077,{"$f":"OFFSET(LoadCurve!$D$1,IF($CA$1,BX8079,366-BX8079),BY8079)","v":1238},{"$f":"IF(BZ8079=SUMIF(LoadCurve!$AQ$51:$AQ$90,CB8078,LoadCurve!$BK$51:$BK$90),CB8078+1,CB8078)","v":10},921,{"$f":"SUMIF(LoadCurve!$AQ$51:$AQ$90,CB8079,LoadCurve!$BJ$51:$BJ$90)","v":976.86343797274662}]
[null,null,null,null,null,null,null,null,null,null,null,null,null,null,null,null,null,null,null,null,null,null,null,null,null,null,null,null,null,null,null,null,null,null,null,null,null,null,null,null,null,null,null,null,null,null,null,null,null,null,null,null,null,null,null,null,null,null,null,null,null,null,null,null,null,null,null,null,null,null,null,null,null,null,null,338,6,8094,{"$f":"OFFSET(LoadCurve!$D$1,IF($CA$1,BX8096,366-BX8096),BY8096)","v":1155},{"$f":"IF(BZ8096=SUMIF(LoadCurve!$AQ$51:$AQ$90,CB8095,LoadCurve!$BK$51:$BK$90),CB8095+1,CB8095)","v":10},919,{"$f":"SUMIF(LoadCurve!$AQ$51:$AQ$90,CB8096,LoadCurve!$BJ$51:$BJ$90)","v":976.86343797274662}]
[null,null,null,null,null,null,null,null,null,null,null,null,null,null,null,null,null,null,null,null,null,null,null,null,null,null,null,null,null,null,null,null,null,null,null,null,null,null,null,null,null,null,null,null,null,null,null,null,null,null,null,null,null,null,null,null,null,null,null,null,null,null,null,null,null,null,null,null,null,null,null,null,null,null,null,338,23,8111,{"$f":"OFFSET(LoadCurve!$D$1,IF($CA$1,BX8113,366-BX8113),BY8113)","v":1269},{"$f":"IF(BZ8113=SUMIF(LoadCurve!$AQ$51:$AQ$90,CB8112,LoadCurve!$BK$51:$BK$90),CB8112+1,CB8112)","v":10},918,{"$f":"SUMIF(LoadCurve!$AQ$51:$AQ$90,CB8113,LoadCurve!$BJ$51:$BJ$90)","v":976.86343797274662}]
[null,null,null,null,null,null,null,null,null,null,null,null,null,null,null,null,null,null,null,null,null,null,null,null,null,null,null,null,null,null,null,null,null,null,null,null,null,null,null,null,null,null,null,null,null,null,null,null,null,null,null,null,null,null,null,null,null,null,null,null,null,null,null,null,null,null,null,null,null,null,null,null,null,null,null,{"$f":"ROUNDDOWN((BZ8131-1)/24,0)+1","v":339},17,8129,{"$f":"OFFSET(LoadCurve!$D$1,IF($CA$1,BX8131,366-BX8131),BY8131)","v":1091},{"$f":"IF(BZ8131=SUMIF(LoadCurve!$AQ$51:$AQ$90,CB8130,LoadCurve!$BK$51:$BK$90),CB8130+1,CB8130)","v":10},916,{"$f":"SUMIF(LoadCurve!$AQ$51:$AQ$90,CB8131,LoadCurve!$BJ$51:$BJ$90)","v":976.86343797274662}]
[null,null,null,null,null,null,null,null,null,null,null,null,null,null,null,null,null,null,null,null,null,null,null,null,null,null,null,null,null,null,null,null,null,null,null,null,null,null,null,null,null,null,null,null,null,null,null,null,null,null,null,null,null,null,null,null,null,null,null,null,null,null,null,null,null,null,null,null,null,null,null,null,null,null,null,340,10,8146,{"$f":"OFFSET(LoadCurve!$D$1,IF($CA$1,BX8148,366-BX8148),BY8148)","v":1007},{"$f":"IF(BZ8148=SUMIF(LoadCurve!$AQ$51:$AQ$90,CB8147,LoadCurve!$BK$51:$BK$90),CB8147+1,CB8147)","v":10},914,{"$f":"SUMIF(LoadCurve!$AQ$51:$AQ$90,CB8148,LoadCurve!$BJ$51:$BJ$90)","v":976.86343797274662}]
[null,null,null,null,null,null,null,null,null,null,null,null,null,null,null,null,null,null,null,null,null,null,null,null,null,null,null,null,null,null,null,null,null,null,null,null,null,null,null,null,null,null,null,null,null,null,null,null,null,null,null,null,null,null,null,null,null,null,null,null,null,null,null,null,null,null,null,null,null,null,null,null,null,null,null,341,3,8163,{"$f":"OFFSET(LoadCurve!$D$1,IF($CA$1,BX8165,366-BX8165),BY8165)","v":1103},{"$f":"IF(BZ8165=SUMIF(LoadCurve!$AQ$51:$AQ$90,CB8164,LoadCurve!$BK$51:$BK$90),CB8164+1,CB8164)","v":10},912,{"$f":"SUMIF(LoadCurve!$AQ$51:$AQ$90,CB8165,LoadCurve!$BJ$51:$BJ$90)","v":976.86343797274662}]
[null,null,null,null,null,null,null,null,null,null,null,null,null,null,null,null,null,null,null,null,null,null,null,null,null,null,null,null,null,null,null,null,null,null,null,null,null,null,null,null,null,null,null,null,null,null,null,null,null,null,null,null,null,null,null,null,null,null,null,null,null,null,null,null,null,null,null,null,null,null,null,null,null,null,null,341,17,8177,{"$f":"OFFSET(LoadCurve!$D$1,IF($CA$1,BX8179,366-BX8179),BY8179)","v":1219},{"$f":"IF(BZ8179=SUMIF(LoadCurve!$AQ$51:$AQ$90,CB8178,LoadCurve!$BK$51:$BK$90),CB8178+1,CB8178)","v":10},911,{"$f":"SUMIF(LoadCurve!$AQ$51:$AQ$90,CB8179,LoadCurve!$BJ$51:$BJ$90)","v":976.86343797274662}]
[null,null,null,null,null,null,null,null,null,null,null,null,null,null,null,null,null,null,null,null,null,null,null,null,null,null,null,null,null,null,null,null,null,null,null,null,null,null,null,null,null,null,null,null,null,null,null,null,null,null,null,null,null,null,null,null,null,null,null,null,null,null,null,null,null,null,null,null,null,null,null,null,null,null,null,341,22,8182,{"$f":"OFFSET(LoadCurve!$D$1,IF($CA$1,BX8184,366-BX8184),BY8184)","v":1344},{"$f":"IF(BZ8184=SUMIF(LoadCurve!$AQ$51:$AQ$90,CB8183,LoadCurve!$BK$51:$BK$90),CB8183+1,CB8183)","v":10},911,{"$f":"SUMIF(LoadCurve!$AQ$51:$AQ$90,CB8184,LoadCurve!$BJ$51:$BJ$90)","v":976.86343797274662}]
[null,null,null,null,null,null,null,null,null,null,null,null,null,null,null,null,null,null,null,null,null,null,null,null,null,null,null,null,null,null,null,null,null,null,null,null,null,null,null,null,null,null,null,null,null,null,null,null,null,null,null,null,null,null,null,null,null,null,null,null,null,null,null,null,null,null,null,null,null,null,null,null,null,null,null,342,15,8199,{"$f":"OFFSET(LoadCurve!$D$1,IF($CA$1,BX8201,366-BX8201),BY8201)","v":1224},{"$f":"IF(BZ8201=SUMIF(LoadCurve!$AQ$51:$AQ$90,CB8200,LoadCurve!$BK$51:$BK$90),CB8200+1,CB8200)","v":10},909,{"$f":"SUMIF(LoadCurve!$AQ$51:$AQ$90,CB8201,LoadCurve!$BJ$51:$BJ$90)","v":976.86343797274662}]
[null,null,null,null,null,null,null,null,null,null,null,null,null,null,null,null,null,null,null,null,null,null,null,null,null,null,null,null,null,null,null,null,null,null,null,null,null,null,null,null,null,null,null,null,null,null,null,null,null,null,null,null,null,null,null,null,null,null,null,null,null,null,null,null,null,null,null,null,null,null,null,null,null,null,null,343,20,8228,{"$f":"OFFSET(LoadCurve!$D$1,IF($CA$1,BX8230,366-BX8230),BY8230)","v":1318},{"$f":"IF(BZ8230=SUMIF(LoadCurve!$AQ$51:$AQ$90,CB8229,LoadCurve!$BK$51:$BK$90),CB8229+1,CB8229)","v":10},906,{"$f":"SUMIF(LoadCurve!$AQ$51:$AQ$90,CB8230,LoadCurve!$BJ$51:$BJ$90)","v":976.86343797274662}]
[null,null,null,null,null,null,null,null,null,null,null,null,null,null,null,null,null,null,null,null,null,null,null,null,null,null,null,null,null,null,null,null,null,null,null,null,null,null,null,null,null,null,null,null,null,null,null,null,null,null,null,null,null,null,null,null,null,null,null,null,null,null,null,null,null,null,null,null,null,null,null,null,null,null,null,344,2,8234,{"$f":"OFFSET(LoadCurve!$D$1,IF($CA$1,BX8236,366-BX8236),BY8236)","v":1061},{"$f":"IF(BZ8236=SUMIF(LoadCurve!$AQ$51:$AQ$90,CB8235,LoadCurve!$BK$51:$BK$90),CB8235+1,CB8235)","v":10},906,{"$f":"SUMIF(LoadCurve!$AQ$51:$AQ$90,CB8236,LoadCurve!$BJ$51:$BJ$90)","v":976.86343797274662}]
[null,null,null,null,null,null,null,null,null,null,null,null,null,null,null,null,null,null,null,null,null,null,null,null,null,null,null,null,null,null,null,null,null,null,null,null,null,null,null,null,null,null,null,null,null,null,null,null,null,null,null,null,null,null,null,null,null,null,null,null,null,null,null,null,null,null,null,null,null,null,null,null,null,null,null,344,19,8251,{"$f":"OFFSET(LoadCurve!$D$1,IF($CA$1,BX8253,366-BX8253),BY8253)","v":1395},{"$f":"IF(BZ8253=SUMIF(LoadCurve!$AQ$51:$AQ$90,CB8252,LoadCurve!$BK$51:$BK$90),CB8252+1,CB8252)","v":10},903,{"$f":"SUMIF(LoadCurve!$AQ$51:$AQ$90,CB8253,LoadCurve!$BJ$51:$BJ$90)","v":976.86343797274662}]
[null,null,null,null,null,null,null,null,null,null,null,null,null,null,null,null,null,null,null,null,null,null,null,null,null,null,null,null,null,null,null,null,null,null,null,null,null,null,null,null,null,null,null,null,null,null,null,null,null,null,null,null,null,null,null,null,null,null,null,null,null,null,null,null,null,null,null,null,null,null,null,null,null,null,null,345,12,8268,{"$f":"OFFSET(LoadCurve!$D$1,IF($CA$1,BX8270,366-BX8270),BY8270)","v":1200},{"$f":"IF(BZ8270=SUMIF(LoadCurve!$AQ$51:$AQ$90,CB8269,LoadCurve!$BK$51:$BK$90),CB8269+1,CB8269)","v":10},900,{"$f":"SUMIF(LoadCurve!$AQ$51:$AQ$90,CB8270,LoadCurve!$BJ$51:$BJ$90)","v":976.86343797274662}]
[null,null,null,null,null,null,null,null,null,null,null,null,null,null,null,null,null,null,null,null,null,null,null,null,null,null,null,null,null,null,null,null,null,null,null,null,null,null,null,null,null,null,null,null,null,null,null,null,null,null,null,null,null,null,null,null,null,null,null,null,null,null,null,null,null,null,null,null,null,null,null,null,null,null,null,346,14,8294,{"$f":"OFFSET(LoadCurve!$D$1,IF($CA$1,BX8296,366-BX8296),BY8296)","v":1060},{"$f":"IF(BZ8296=SUMIF(LoadCurve!$AQ$51:$AQ$90,CB8295,LoadCurve!$BK$51:$BK$90),CB8295+1,CB8295)","v":10},898,{"$f":"SUMIF(LoadCurve!$AQ$51:$AQ$90,CB8296,LoadCurve!$BJ$51:$BJ$90)","v":976.86343797274662}]
[null,null,null,null,null,null,null,null,null,null,null,null,null,null,null,null,null,null,null,null,null,null,null,null,null,null,null,null,null,null,null,null,null,null,null,null,null,null,null,null,null,null,null,null,null,null,null,null,null,null,null,null,null,null,null,null,null,null,null,null,null,null,null,null,null,null,null,null,null,null,null,null,null,null,null,346,23,8303,{"$f":"OFFSET(LoadCurve!$D$1,IF($CA$1,BX8305,366-BX8305),BY8305)","v":1171},{"$f":"IF(BZ8305=SUMIF(LoadCurve!$AQ$51:$AQ$90,CB8304,LoadCurve!$BK$51:$BK$90),CB8304+1,CB8304)","v":10},897,{"$f":"SUMIF(LoadCurve!$AQ$51:$AQ$90,CB8305,LoadCurve!$BJ$51:$BJ$90)","v":976.86343797274662}]
[null,null,null,null,null,null,null,null,null,null,null,null,null,null,null,null,null,null,null,null,null,null,null,null,null,null,null,null,null,null,null,null,null,null,null,null,null,null,null,null,null,null,null,null,null,null,null,null,null,null,null,null,null,null,null,null,null,null,null,null,null,null,null,null,null,null,null,null,null,null,null,null,null,null,null,347,16,8320,{"$f":"OFFSET(LoadCurve!$D$1,IF($CA$1,BX8322,366-BX8322),BY8322)","v":1031},{"$f":"IF(BZ8322=SUMIF(LoadCurve!$AQ$51:$AQ$90,CB8321,LoadCurve!$BK$51:$BK$90),CB8321+1,CB8321)","v":10},895,{"$f":"SUMIF(LoadCurve!$AQ$51:$AQ$90,CB8322,LoadCurve!$BJ$51:$BJ$90)","v":976.86343797274662}]
[null,null,null,null,null,null,null,null,null,null,null,null,null,null,null,null,null,null,null,null,null,null,null,null,null,null,null,null,null,null,null,null,null,null,null,null,null,null,null,null,null,null,null,null,null,null,null,null,null,null,null,null,null,null,null,null,null,null,null,null,null,null,null,null,null,null,null,null,null,null,null,null,null,null,null,347,23,8327,{"$f":"OFFSET(LoadCurve!$D$1,IF($CA$1,BX8329,366-BX8329),BY8329)","v":1165},{"$f":"IF(BZ8329=SUMIF(LoadCurve!$AQ$51:$AQ$90,CB8328,LoadCurve!$BK$51:$BK$90),CB8328+1,CB8328)","v":10},894,{"$f":"SUMIF(LoadCurve!$AQ$51:$AQ$90,CB8329,LoadCurve!$BJ$51:$BJ$90)","v":976.86343797274662}]
[null,null,null,null,null,null,null,null,null,null,null,null,null,null,null,null,null,null,null,null,null,null,null,null,null,null,null,null,null,null,null,null,null,null,null,null,null,null,null,null,null,null,null,null,null,null,null,null,null,null,null,null,null,null,null,null,null,null,null,null,null,null,null,null,null,null,null,null,null,null,null,null,null,null,null,349,3,8355,{"$f":"OFFSET(LoadCurve!$D$1,IF($CA$1,BX8357,366-BX8357),BY8357)","v":1118},{"$f":"IF(BZ8357=SUMIF(LoadCurve!$AQ$51:$AQ$90,CB8356,LoadCurve!$BK$51:$BK$90),CB8356+1,CB8356)","v":10},891,{"$f":"SUMIF(LoadCurve!$AQ$51:$AQ$90,CB8357,LoadCurve!$BJ$51:$BJ$90)","v":976.86343797274662}]
[null,null,null,null,null,null,null,null,null,null,null,null,null,null,null,null,null,null,null,null,null,null,null,null,null,null,null,null,null,null,null,null,null,null,null,null,null,null,null,null,null,null,null,null,null,null,null,null,null,null,null,null,null,null,null,null,null,null,null,null,null,null,null,null,null,null,null,null,null,null,null,null,null,null,null,349,20,8372,{"$f":"OFFSET(LoadCurve!$D$1,IF($CA$1,BX8374,366-BX8374),BY8374)","v":1390},{"$f":"IF(BZ8374=SUMIF(LoadCurve!$AQ$51:$AQ$90,CB8373,LoadCurve!$BK$51:$BK$90),CB8373+1,CB8373)","v":10},888,{"$f":"SUMIF(LoadCurve!$AQ$51:$AQ$90,CB8374,LoadCurve!$BJ$51:$BJ$90)","v":976.86343797274662}]
[null,null,null,null,null,null,null,null,null,null,null,null,null,null,null,null,null,null,null,null,null,null,null,null,null,null,null,null,null,null,null,null,null,null,null,null,null,null,null,null,null,null,null,null,null,null,null,null,null,null,null,null,null,null,null,null,null,null,null,null,null,null,null,null,null,null,null,null,null,null,null,null,null,null,null,350,13,8389,{"$f":"OFFSET(LoadCurve!$D$1,IF($CA$1,BX8391,366-BX8391),BY8391)","v":1242.9000000000001},{"$f":"IF(BZ8391=SUMIF(LoadCurve!$AQ$51:$AQ$90,CB8390,LoadCurve!$BK$51:$BK$90),CB8390+1,CB8390)","v":10},885,{"$f":"SUMIF(LoadCurve!$AQ$51:$AQ$90,CB8391,LoadCurve!$BJ$51:$BJ$90)","v":976.86343797274662}]
[null,null,null,null,null,null,null,null,null,null,null,null,null,null,null,null,null,null,null,null,null,null,null,null,null,null,null,null,null,null,null,null,null,null,null,null,null,null,null,null,null,null,null,null,null,null,null,null,null,null,null,null,null,null,null,null,null,null,null,null,null,null,null,null,null,null,null,null,null,null,null,null,null,null,null,350,18,8394,{"$f":"OFFSET(LoadCurve!$D$1,IF($CA$1,BX8396,366-BX8396),BY8396)","v":1303.5999999999999},{"$f":"IF(BZ8396=SUMIF(LoadCurve!$AQ$51:$AQ$90,CB8395,LoadCurve!$BK$51:$BK$90),CB8395+1,CB8395)","v":10},885,{"$f":"SUMIF(LoadCurve!$AQ$51:$AQ$90,CB8396,LoadCurve!$BJ$51:$BJ$90)","v":976.86343797274662}]
[null,null,null,null,null,null,null,null,null,null,null,null,null,null,null,null,null,null,null,null,null,null,null,null,null,null,null,null,null,null,null,null,null,null,null,null,null,null,null,null,null,null,null,null,null,null,null,null,null,null,null,null,null,null,null,null,null,null,null,null,null,null,null,null,null,null,null,null,null,null,null,null,null,null,null,351,24,8424,{"$f":"OFFSET(LoadCurve!$D$1,IF($CA$1,BX8426,366-BX8426),BY8426)","v":1234},{"$f":"IF(BZ8426=SUMIF(LoadCurve!$AQ$51:$AQ$90,CB8425,LoadCurve!$BK$51:$BK$90),CB8425+1,CB8425)","v":10},880,{"$f":"SUMIF(LoadCurve!$AQ$51:$AQ$90,CB8426,LoadCurve!$BJ$51:$BJ$90)","v":976.86343797274662}]
[null,null,null,null,null,null,null,null,null,null,null,null,null,null,null,null,null,null,null,null,null,null,null,null,null,null,null,null,null,null,null,null,null,null,null,null,null,null,null,null,null,null,null,null,null,null,null,null,null,null,null,null,null,null,null,null,null,null,null,null,null,null,null,null,null,null,null,null,null,null,null,null,null,null,null,352,1,8425,{"$f":"OFFSET(LoadCurve!$D$1,IF($CA$1,BX8427,366-BX8427),BY8427)","v":1151},{"$f":"IF(BZ8427=SUMIF(LoadCurve!$AQ$51:$AQ$90,CB8426,LoadCurve!$BK$51:$BK$90),CB8426+1,CB8426)","v":10},880,{"$f":"SUMIF(LoadCurve!$AQ$51:$AQ$90,CB8427,LoadCurve!$BJ$51:$BJ$90)","v":976.86343797274662}]
[null,null,null,null,null,null,null,null,null,null,null,null,null,null,null,null,null,null,null,null,null,null,null,null,null,null,null,null,null,null,null,null,null,null,null,null,null,null,null,null,null,null,null,null,null,null,null,null,null,null,null,null,null,null,null,null,null,null,null,null,null,null,null,null,null,null,null,null,null,null,null,null,null,null,null,352,18,8442,{"$f":"OFFSET(LoadCurve!$D$1,IF($CA$1,BX8444,366-BX8444),BY8444)","v":1304.0999999999999},{"$f":"IF(BZ8444=SUMIF(LoadCurve!$AQ$51:$AQ$90,CB8443,LoadCurve!$BK$51:$BK$90),CB8443+1,CB8443)","v":10},878,{"$f":"SUMIF(LoadCurve!$AQ$51:$AQ$90,CB8444,LoadCurve!$BJ$51:$BJ$90)","v":976.86343797274662}]
[null,null,null,null,null,null,null,null,null,null,null,null,null,null,null,null,null,null,null,null,null,null,null,null,null,null,null,null,null,null,null,null,null,null,null,null,null,null,null,null,null,null,null,null,null,null,null,null,null,null,null,null,null,null,null,null,null,null,null,null,null,null,null,null,null,null,null,null,null,null,null,null,null,null,null,353,12,8460,{"$f":"OFFSET(LoadCurve!$D$1,IF($CA$1,BX8462,366-BX8462),BY8462)","v":1015},{"$f":"IF(BZ8462=SUMIF(LoadCurve!$AQ$51:$AQ$90,CB8461,LoadCurve!$BK$51:$BK$90),CB8461+1,CB8461)","v":10},875,{"$f":"SUMIF(LoadCurve!$AQ$51:$AQ$90,CB8462,LoadCurve!$BJ$51:$BJ$90)","v":976.86343797274662}]
[null,null,null,null,null,null,null,null,null,null,null,null,null,null,null,null,null,null,null,null,null,null,null,null,null,null,null,null,null,null,null,null,null,null,null,null,null,null,null,null,null,null,null,null,null,null,null,null,null,null,null,null,null,null,null,null,null,null,null,null,null,null,null,null,null,null,null,null,null,null,null,null,null,null,null,354,5,8477,{"$f":"OFFSET(LoadCurve!$D$1,IF($CA$1,BX8479,366-BX8479),BY8479)","v":1144},{"$f":"IF(BZ8479=SUMIF(LoadCurve!$AQ$51:$AQ$90,CB8478,LoadCurve!$BK$51:$BK$90),CB8478+1,CB8478)","v":10},872,{"$f":"SUMIF(LoadCurve!$AQ$51:$AQ$90,CB8479,LoadCurve!$BJ$51:$BJ$90)","v":976.86343797274662}]
[null,null,null,null,null,null,null,null,null,null,null,null,null,null,null,null,null,null,null,null,null,null,null,null,null,null,null,null,null,null,null,null,null,null,null,null,null,null,null,null,null,null,null,null,null,null,null,null,null,null,null,null,null,null,null,null,null,null,null,null,null,null,null,null,null,null,null,null,null,null,null,null,null,null,null,354,22,8494,{"$f":"OFFSET(LoadCurve!$D$1,IF($CA$1,BX8496,366-BX8496),BY8496)","v":1316},{"$f":"IF(BZ8496=SUMIF(LoadCurve!$AQ$51:$AQ$90,CB8495,LoadCurve!$BK$51:$BK$90),CB8495+1,CB8495)","v":10},869,{"$f":"SUMIF(LoadCurve!$AQ$51:$AQ$90,CB8496,LoadCurve!$BJ$51:$BJ$90)","v":976.86343797274662}]
[null,null,null,null,null,null,null,null,null,null,null,null,null,null,null,null,null,null,null,null,null,null,null,null,null,null,null,null,null,null,null,null,null,null,null,null,null,null,null,null,null,null,null,null,null,null,null,null,null,null,null,null,null,null,null,null,null,null,null,null,null,null,null,null,null,null,null,null,null,null,null,null,null,null,null,355,14,8510,{"$f":"OFFSET(LoadCurve!$D$1,IF($CA$1,BX8512,366-BX8512),BY8512)","v":1248.9000000000001},{"$f":"IF(BZ8512=SUMIF(LoadCurve!$AQ$51:$AQ$90,CB8511,LoadCurve!$BK$51:$BK$90),CB8511+1,CB8511)","v":10},866,{"$f":"SUMIF(LoadCurve!$AQ$51:$AQ$90,CB8512,LoadCurve!$BJ$51:$BJ$90)","v":976.86343797274662}]
[null,null,null,null,null,null,null,null,null,null,null,null,null,null,null,null,null,null,null,null,null,null,null,null,null,null,null,null,null,null,null,null,null,null,null,null,null,null,null,null,null,null,null,null,null,null,null,null,null,null,null,null,null,null,null,null,null,null,null,null,null,null,null,null,null,null,null,null,null,null,null,null,null,null,null,356,9,8529,{"$f":"OFFSET(LoadCurve!$D$1,IF($CA$1,BX8531,366-BX8531),BY8531)","v":1193},{"$f":"IF(BZ8531=SUMIF(LoadCurve!$AQ$51:$AQ$90,CB8530,LoadCurve!$BK$51:$BK$90),CB8530+1,CB8530)","v":10},862,{"$f":"SUMIF(LoadCurve!$AQ$51:$AQ$90,CB8531,LoadCurve!$BJ$51:$BJ$90)","v":976.86343797274662}]
[null,null,null,null,null,null,null,null,null,null,null,null,null,null,null,null,null,null,null,null,null,null,null,null,null,null,null,null,null,null,null,null,null,null,null,null,null,null,null,null,null,null,null,null,null,null,null,null,null,null,null,null,null,null,null,null,null,null,null,null,null,null,null,null,null,null,null,null,null,null,null,null,null,null,null,357,2,8546,{"$f":"OFFSET(LoadCurve!$D$1,IF($CA$1,BX8548,366-BX8548),BY8548)","v":1197},{"$f":"IF(BZ8548=SUMIF(LoadCurve!$AQ$51:$AQ$90,CB8547,LoadCurve!$BK$51:$BK$90),CB8547+1,CB8547)","v":10},858,{"$f":"SUMIF(LoadCurve!$AQ$51:$AQ$90,CB8548,LoadCurve!$BJ$51:$BJ$90)","v":976.86343797274662}]
[null,null,null,null,null,null,null,null,null,null,null,null,null,null,null,null,null,null,null,null,null,null,null,null,null,null,null,null,null,null,null,null,null,null,null,null,null,null,null,null,null,null,null,null,null,null,null,null,null,null,null,null,null,null,null,null,null,null,null,null,null,null,null,null,null,null,null,null,null,null,null,null,null,null,null,357,19,8563,{"$f":"OFFSET(LoadCurve!$D$1,IF($CA$1,BX8565,366-BX8565),BY8565)","v":1360.4},{"$f":"IF(BZ8565=SUMIF(LoadCurve!$AQ$51:$AQ$90,CB8564,LoadCurve!$BK$51:$BK$90),CB8564+1,CB8564)","v":10},855,{"$f":"SUMIF(LoadCurve!$AQ$51:$AQ$90,CB8565,LoadCurve!$BJ$51:$BJ$90)","v":976.86343797274662}]
[null,null,null,null,null,null,null,null,null,null,null,null,null,null,null,null,null,null,null,null,null,null,null,null,null,null,null,null,null,null,null,null,null,null,null,null,null,null,null,null,null,null,null,null,null,null,null,null,null,null,null,null,null,null,null,null,null,null,null,null,null,null,null,null,null,null,null,null,null,null,null,null,null,null,null,{"$f":"ROUNDDOWN((BZ8579-1)/24,0)+1","v":358},9,8577,{"$f":"OFFSET(LoadCurve!$D$1,IF($CA$1,BX8579,366-BX8579),BY8579)","v":1164},{"$f":"IF(BZ8579=SUMIF(LoadCurve!$AQ$51:$AQ$90,CB8578,LoadCurve!$BK$51:$BK$90),CB8578+1,CB8578)","v":10},851,{"$f":"SUMIF(LoadCurve!$AQ$51:$AQ$90,CB8579,LoadCurve!$BJ$51:$BJ$90)","v":976.86343797274662}]
[null,null,null,null,null,null,null,null,null,null,null,null,null,null,null,null,null,null,null,null,null,null,null,null,null,null,null,null,null,null,null,null,null,null,null,null,null,null,null,null,null,null,null,null,null,null,null,null,null,null,null,null,null,null,null,null,null,null,null,null,null,null,null,null,null,null,null,null,null,null,null,null,null,null,null,359,6,8598,{"$f":"OFFSET(LoadCurve!$D$1,IF($CA$1,BX8600,366-BX8600),BY8600)","v":1150},{"$f":"IF(BZ8600=SUMIF(LoadCurve!$AQ$51:$AQ$90,CB8599,LoadCurve!$BK$51:$BK$90),CB8599+1,CB8599)","v":10},845,{"$f":"SUMIF(LoadCurve!$AQ$51:$AQ$90,CB8600,LoadCurve!$BJ$51:$BJ$90)","v":976.86343797274662}]
[null,null,null,null,null,null,null,null,null,null,null,null,null,null,null,null,null,null,null,null,null,null,null,null,null,null,null,null,null,null,null,null,null,null,null,null,null,null,null,null,null,null,null,null,null,null,null,null,null,null,null,null,null,null,null,null,null,null,null,null,null,null,null,null,null,null,null,null,null,null,null,null,null,null,null,359,23,8615,{"$f":"OFFSET(LoadCurve!$D$1,IF($CA$1,BX8617,366-BX8617),BY8617)","v":1230},{"$f":"IF(BZ8617=SUMIF(LoadCurve!$AQ$51:$AQ$90,CB8616,LoadCurve!$BK$51:$BK$90),CB8616+1,CB8616)","v":10},840,{"$f":"SUMIF(LoadCurve!$AQ$51:$AQ$90,CB8617,LoadCurve!$BJ$51:$BJ$90)","v":976.86343797274662}]
[null,null,null,null,null,null,null,null,null,null,null,null,null,null,null,null,null,null,null,null,null,null,null,null,null,null,null,null,null,null,null,null,null,null,null,null,null,null,null,null,null,null,null,null,null,null,null,null,null,null,null,null,null,null,null,null,null,null,null,null,null,null,null,null,null,null,null,null,null,null,null,null,null,null,null,360,11,8627,{"$f":"OFFSET(LoadCurve!$D$1,IF($CA$1,BX8629,366-BX8629),BY8629)","v":1060},{"$f":"IF(BZ8629=SUMIF(LoadCurve!$AQ$51:$AQ$90,CB8628,LoadCurve!$BK$51:$BK$90),CB8628+1,CB8628)","v":10},835,{"$f":"SUMIF(LoadCurve!$AQ$51:$AQ$90,CB8629,LoadCurve!$BJ$51:$BJ$90)","v":976.86343797274662}]
[null,null,null,null,null,null,null,null,null,null,null,null,null,null,null,null,null,null,null,null,null,null,null,null,null,null,null,null,null,null,null,null,null,null,null,null,null,null,null,null,null,null,null,null,null,null,null,null,null,null,null,null,null,null,null,null,null,null,null,null,null,null,null,null,null,null,null,null,null,null,null,null,null,null,null,360,21,8637,{"$f":"OFFSET(LoadCurve!$D$1,IF($CA$1,BX8639,366-BX8639),BY8639)","v":1329},{"$f":"IF(BZ8639=SUMIF(LoadCurve!$AQ$51:$AQ$90,CB8638,LoadCurve!$BK$51:$BK$90),CB8638+1,CB8638)","v":10},831,{"$f":"SUMIF(LoadCurve!$AQ$51:$AQ$90,CB8639,LoadCurve!$BJ$51:$BJ$90)","v":976.86343797274662}]
[null,null,null,null,null,null,null,null,null,null,null,null,null,null,null,null,null,null,null,null,null,null,null,null,null,null,null,null,null,null,null,null,null,null,null,null,null,null,null,null,null,null,null,null,null,null,null,null,null,null,null,null,null,null,null,null,null,null,null,null,null,null,null,null,null,null,null,null,null,null,null,null,null,null,null,360,22,8638,{"$f":"OFFSET(LoadCurve!$D$1,IF($CA$1,BX8640,366-BX8640),BY8640)","v":1313},{"$f":"IF(BZ8640=SUMIF(LoadCurve!$AQ$51:$AQ$90,CB8639,LoadCurve!$BK$51:$BK$90),CB8639+1,CB8639)","v":10},831,{"$f":"SUMIF(LoadCurve!$AQ$51:$AQ$90,CB8640,LoadCurve!$BJ$51:$BJ$90)","v":976.86343797274662}]
[null,null,null,null,null,null,null,null,null,null,null,null,null,null,null,null,null,null,null,null,null,null,null,null,null,null,null,null,null,null,null,null,null,null,null,null,null,null,null,null,null,null,null,null,null,null,null,null,null,null,null,null,null,null,null,null,null,null,null,null,null,null,null,null,null,null,null,null,null,null,null,null,null,null,null,360,23,8639,{"$f":"OFFSET(LoadCurve!$D$1,IF($CA$1,BX8641,366-BX8641),BY8641)","v":1227},{"$f":"IF(BZ8641=SUMIF(LoadCurve!$AQ$51:$AQ$90,CB8640,LoadCurve!$BK$51:$BK$90),CB8640+1,CB8640)","v":10},830,{"$f":"SUMIF(LoadCurve!$AQ$51:$AQ$90,CB8641,LoadCurve!$BJ$51:$BJ$90)","v":976.86343797274662}]
[null,null,null,null,null,null,null,null,null,null,null,null,null,null,null,null,null,null,null,null,null,null,null,null,null,null,null,null,null,null,null,null,null,null,null,null,null,null,null,null,null,null,null,null,null,null,null,null,null,null,null,null,null,null,null,null,null,null,null,null,null,null,null,null,null,null,null,null,null,null,null,null,null,null,null,360,24,8640,{"$f":"OFFSET(LoadCurve!$D$1,IF($CA$1,BX8642,366-BX8642),BY8642)","v":1167},{"$f":"IF(BZ8642=SUMIF(LoadCurve!$AQ$51:$AQ$90,CB8641,LoadCurve!$BK$51:$BK$90),CB8641+1,CB8641)","v":10},830,{"$f":"SUMIF(LoadCurve!$AQ$51:$AQ$90,CB8642,LoadCurve!$BJ$51:$BJ$90)","v":976.86343797274662}]
[null,null,null,null,null,null,null,null,null,null,null,null,null,null,null,null,null,null,null,null,null,null,null,null,null,null,null,null,null,null,null,null,null,null,null,null,null,null,null,null,null,null,null,null,null,null,null,null,null,null,null,null,null,null,null,null,null,null,null,null,null,null,null,null,null,null,null,null,null,null,null,null,null,null,null,{"$f":"ROUNDDOWN((BZ8643-1)/24,0)+1","v":361},1,8641,{"$f":"OFFSET(LoadCurve!$D$1,IF($CA$1,BX8643,366-BX8643),BY8643)","v":1141},{"$f":"IF(BZ8643=SUMIF(LoadCurve!$AQ$51:$AQ$90,CB8642,LoadCurve!$BK$51:$BK$90),CB8642+1,CB8642)","v":10},830,{"$f":"SUMIF(LoadCurve!$AQ$51:$AQ$90,CB8643,LoadCurve!$BJ$51:$BJ$90)","v":976.86343797274662}]
[null,null,null,null,null,null,null,null,null,null,null,null,null,null,null,null,null,null,null,null,null,null,null,null,null,null,null,null,null,null,null,null,null,null,null,null,null,null,null,null,null,null,null,null,null,null,null,null,null,null,null,null,null,null,null,null,null,null,null,null,null,null,null,null,null,null,null,null,null,null,null,null,null,null,null,361,2,{"$f":"BZ8643+1","v":8642},{"$f":"OFFSET(LoadCurve!$D$1,IF($CA$1,BX8644,366-BX8644),BY8644)","v":1114},{"$f":"IF(BZ8644=SUMIF(LoadCurve!$AQ$51:$AQ$90,CB8643,LoadCurve!$BK$51:$BK$90),CB8643+1,CB8643)","v":10},829,{"$f":"SUMIF(LoadCurve!$AQ$51:$AQ$90,CB8644,LoadCurve!$BJ$51:$BJ$90)","v":976.86343797274662}]
[null,null,null,null,null,null,null,null,null,null,null,null,null,null,null,null,null,null,null,null,null,null,null,null,null,null,null,null,null,null,null,null,null,null,null,null,null,null,null,null,null,null,null,null,null,null,null,null,null,null,null,null,null,null,null,null,null,null,null,null,null,null,null,null,null,null,null,null,null,null,null,null,null,null,null,361,3,8643,{"$f":"OFFSET(LoadCurve!$D$1,IF($CA$1,BX8645,366-BX8645),BY8645)","v":1101},{"$f":"IF(BZ8645=SUMIF(LoadCurve!$AQ$51:$AQ$90,CB8644,LoadCurve!$BK$51:$BK$90),CB8644+1,CB8644)","v":10},829,{"$f":"SUMIF(LoadCurve!$AQ$51:$AQ$90,CB8645,LoadCurve!$BJ$51:$BJ$90)","v":976.86343797274662}]
[null,null,null,null,null,null,null,null,null,null,null,null,null,null,null,null,null,null,null,null,null,null,null,null,null,null,null,null,null,null,null,null,null,null,null,null,null,null,null,null,null,null,null,null,null,null,null,null,null,null,null,null,null,null,null,null,null,null,null,null,null,null,null,null,null,null,null,null,null,null,null,null,null,null,null,361,4,8644,{"$f":"OFFSET(LoadCurve!$D$1,IF($CA$1,BX8646,366-BX8646),BY8646)","v":1078},{"$f":"IF(BZ8646=SUMIF(LoadCurve!$AQ$51:$AQ$90,CB8645,LoadCurve!$BK$51:$BK$90),CB8645+1,CB8645)","v":10},829,{"$f":"SUMIF(LoadCurve!$AQ$51:$AQ$90,CB8646,LoadCurve!$BJ$51:$BJ$90)","v":976.86343797274662}]
[null,null,null,null,null,null,null,null,null,null,null,null,null,null,null,null,null,null,null,null,null,null,null,null,null,null,null,null,null,null,null,null,null,null,null,null,null,null,null,null,null,null,null,null,null,null,null,null,null,null,null,null,null,null,null,null,null,null,null,null,null,null,null,null,null,null,null,null,null,null,null,null,null,null,null,361,5,8645,{"$f":"OFFSET(LoadCurve!$D$1,IF($CA$1,BX8647,366-BX8647),BY8647)","v":1069},{"$f":"IF(BZ8647=SUMIF(LoadCurve!$AQ$51:$AQ$90,CB8646,LoadCurve!$BK$51:$BK$90),CB8646+1,CB8646)","v":10},829,{"$f":"SUMIF(LoadCurve!$AQ$51:$AQ$90,CB8647,LoadCurve!$BJ$51:$BJ$90)","v":976.86343797274662}]
[null,null,null,null,null,null,null,null,null,null,null,null,null,null,null,null,null,null,null,null,null,null,null,null,null,null,null,null,null,null,null,null,null,null,null,null,null,null,null,null,null,null,null,null,null,null,null,null,null,null,null,null,null,null,null,null,null,null,null,null,null,null,null,null,null,null,null,null,null,null,null,null,null,null,null,361,6,8646,{"$f":"OFFSET(LoadCurve!$D$1,IF($CA$1,BX8648,366-BX8648),BY8648)","v":1081},{"$f":"IF(BZ8648=SUMIF(LoadCurve!$AQ$51:$AQ$90,CB8647,LoadCurve!$BK$51:$BK$90),CB8647+1,CB8647)","v":10},827,{"$f":"SUMIF(LoadCurve!$AQ$51:$AQ$90,CB8648,LoadCurve!$BJ$51:$BJ$90)","v":976.86343797274662}]
[null,null,null,null,null,null,null,null,null,null,null,null,null,null,null,null,null,null,null,null,null,null,null,null,null,null,null,null,null,null,null,null,null,null,null,null,null,null,null,null,null,null,null,null,null,null,null,null,null,null,null,null,null,null,null,null,null,null,null,null,null,null,null,null,null,null,null,null,null,null,null,null,null,null,null,361,7,8647,{"$f":"OFFSET(LoadCurve!$D$1,IF($CA$1,BX8649,366-BX8649),BY8649)","v":1028},{"$f":"IF(BZ8649=SUMIF(LoadCurve!$AQ$51:$AQ$90,CB8648,LoadCurve!$BK$51:$BK$90),CB8648+1,CB8648)","v":10},826,{"$f":"SUMIF(LoadCurve!$AQ$51:$AQ$90,CB8649,LoadCurve!$BJ$51:$BJ$90)","v":976.86343797274662}]
[null,null,null,null,null,null,null,null,null,null,null,null,null,null,null,null,null,null,null,null,null,null,null,null,null,null,null,null,null,null,null,null,null,null,null,null,null,null,null,null,null,null,null,null,null,null,null,null,null,null,null,null,null,null,null,null,null,null,null,null,null,null,null,null,null,null,null,null,null,null,null,null,null,null,null,361,8,8648,{"$f":"OFFSET(LoadCurve!$D$1,IF($CA$1,BX8650,366-BX8650),BY8650)","v":1036},{"$f":"IF(BZ8650=SUMIF(LoadCurve!$AQ$51:$AQ$90,CB8649,LoadCurve!$BK$51:$BK$90),CB8649+1,CB8649)","v":10},826,{"$f":"SUMIF(LoadCurve!$AQ$51:$AQ$90,CB8650,LoadCurve!$BJ$51:$BJ$90)","v":976.86343797274662}]
[null,null,null,null,null,null,null,null,null,null,null,null,null,null,null,null,null,null,null,null,null,null,null,null,null,null,null,null,null,null,null,null,null,null,null,null,null,null,null,null,null,null,null,null,null,null,null,null,null,null,null,null,null,null,null,null,null,null,null,null,null,null,null,null,null,null,null,null,null,null,null,null,null,null,null,361,9,8649,{"$f":"OFFSET(LoadCurve!$D$1,IF($CA$1,BX8651,366-BX8651),BY8651)","v":1030},{"$f":"IF(BZ8651=SUMIF(LoadCurve!$AQ$51:$AQ$90,CB8650,LoadCurve!$BK$51:$BK$90),CB8650+1,CB8650)","v":10},826,{"$f":"SUMIF(LoadCurve!$AQ$51:$AQ$90,CB8651,LoadCurve!$BJ$51:$BJ$90)","v":976.86343797274662}]
[null,null,null,null,null,null,null,null,null,null,null,null,null,null,null,null,null,null,null,null,null,null,null,null,null,null,null,null,null,null,null,null,null,null,null,null,null,null,null,null,null,null,null,null,null,null,null,null,null,null,null,null,null,null,null,null,null,null,null,null,null,null,null,null,null,null,null,null,null,null,null,null,null,null,null,361,10,8650,{"$f":"OFFSET(LoadCurve!$D$1,IF($CA$1,BX8652,366-BX8652),BY8652)","v":995},{"$f":"IF(BZ8652=SUMIF(LoadCurve!$AQ$51:$AQ$90,CB8651,LoadCurve!$BK$51:$BK$90),CB8651+1,CB8651)","v":10},826,{"$f":"SUMIF(LoadCurve!$AQ$51:$AQ$90,CB8652,LoadCurve!$BJ$51:$BJ$90)","v":976.86343797274662}]
[null,null,null,null,null,null,null,null,null,null,null,null,null,null,null,null,null,null,null,null,null,null,null,null,null,null,null,null,null,null,null,null,null,null,null,null,null,null,null,null,null,null,null,null,null,null,null,null,null,null,null,null,null,null,null,null,null,null,null,null,null,null,null,null,null,null,null,null,null,null,null,null,null,null,null,361,11,8651,{"$f":"OFFSET(LoadCurve!$D$1,IF($CA$1,BX8653,366-BX8653),BY8653)","v":877},{"$f":"IF(BZ8653=SUMIF(LoadCurve!$AQ$51:$AQ$90,CB8652,LoadCurve!$BK$51:$BK$90),CB8652+1,CB8652)","v":10},825,{"$f":"SUMIF(LoadCurve!$AQ$51:$AQ$90,CB8653,LoadCurve!$BJ$51:$BJ$90)","v":976.86343797274662}]
[null,null,null,null,null,null,null,null,null,null,null,null,null,null,null,null,null,null,null,null,null,null,null,null,null,null,null,null,null,null,null,null,null,null,null,null,null,null,null,null,null,null,null,null,null,null,null,null,null,null,null,null,null,null,null,null,null,null,null,null,null,null,null,null,null,null,null,null,null,null,null,null,null,null,null,361,12,8652,{"$f":"OFFSET(LoadCurve!$D$1,IF($CA$1,BX8654,366-BX8654),BY8654)","v":984},{"$f":"IF(BZ8654=SUMIF(LoadCurve!$AQ$51:$AQ$90,CB8653,LoadCurve!$BK$51:$BK$90),CB8653+1,CB8653)","v":10},825,{"$f":"SUMIF(LoadCurve!$AQ$51:$AQ$90,CB8654,LoadCurve!$BJ$51:$BJ$90)","v":976.86343797274662}]
[null,null,null,null,null,null,null,null,null,null,null,null,null,null,null,null,null,null,null,null,null,null,null,null,null,null,null,null,null,null,null,null,null,null,null,null,null,null,null,null,null,null,null,null,null,null,null,null,null,null,null,null,null,null,null,null,null,null,null,null,null,null,null,null,null,null,null,null,null,null,null,null,null,null,null,361,13,8653,{"$f":"OFFSET(LoadCurve!$D$1,IF($CA$1,BX8655,366-BX8655),BY8655)","v":1017},{"$f":"IF(BZ8655=SUMIF(LoadCurve!$AQ$51:$AQ$90,CB8654,LoadCurve!$BK$51:$BK$90),CB8654+1,CB8654)","v":10},825,{"$f":"SUMIF(LoadCurve!$AQ$51:$AQ$90,CB8655,LoadCurve!$BJ$51:$BJ$90)","v":976.86343797274662}]
[null,null,null,null,null,null,null,null,null,null,null,null,null,null,null,null,null,null,null,null,null,null,null,null,null,null,null,null,null,null,null,null,null,null,null,null,null,null,null,null,null,null,null,null,null,null,null,null,null,null,null,null,null,null,null,null,null,null,null,null,null,null,null,null,null,null,null,null,null,null,null,null,null,null,null,361,14,8654,{"$f":"OFFSET(LoadCurve!$D$1,IF($CA$1,BX8656,366-BX8656),BY8656)","v":1068},{"$f":"IF(BZ8656=SUMIF(LoadCurve!$AQ$51:$AQ$90,CB8655,LoadCurve!$BK$51:$BK$90),CB8655+1,CB8655)","v":10},825,{"$f":"SUMIF(LoadCurve!$AQ$51:$AQ$90,CB8656,LoadCurve!$BJ$51:$BJ$90)","v":976.86343797274662}]
[null,null,null,null,null,null,null,null,null,null,null,null,null,null,null,null,null,null,null,null,null,null,null,null,null,null,null,null,null,null,null,null,null,null,null,null,null,null,null,null,null,null,null,null,null,null,null,null,null,null,null,null,null,null,null,null,null,null,null,null,null,null,null,null,null,null,null,null,null,null,null,null,null,null,null,361,15,8655,{"$f":"OFFSET(LoadCurve!$D$1,IF($CA$1,BX8657,366-BX8657),BY8657)","v":1065},{"$f":"IF(BZ8657=SUMIF(LoadCurve!$AQ$51:$AQ$90,CB8656,LoadCurve!$BK$51:$BK$90),CB8656+1,CB8656)","v":10},824,{"$f":"SUMIF(LoadCurve!$AQ$51:$AQ$90,CB8657,LoadCurve!$BJ$51:$BJ$90)","v":976.86343797274662}]
[null,null,null,null,null,null,null,null,null,null,null,null,null,null,null,null,null,null,null,null,null,null,null,null,null,null,null,null,null,null,null,null,null,null,null,null,null,null,null,null,null,null,null,null,null,null,null,null,null,null,null,null,null,null,null,null,null,null,null,null,null,null,null,null,null,null,null,null,null,null,null,null,null,null,null,361,16,8656,{"$f":"OFFSET(LoadCurve!$D$1,IF($CA$1,BX8658,366-BX8658),BY8658)","v":1050},{"$f":"IF(BZ8658=SUMIF(LoadCurve!$AQ$51:$AQ$90,CB8657,LoadCurve!$BK$51:$BK$90),CB8657+1,CB8657)","v":10},823,{"$f":"SUMIF(LoadCurve!$AQ$51:$AQ$90,CB8658,LoadCurve!$BJ$51:$BJ$90)","v":976.86343797274662}]
[null,null,null,null,null,null,null,null,null,null,null,null,null,null,null,null,null,null,null,null,null,null,null,null,null,null,null,null,null,null,null,null,null,null,null,null,null,null,null,null,null,null,null,null,null,null,null,null,null,null,null,null,null,null,null,null,null,null,null,null,null,null,null,null,null,null,null,null,null,null,null,null,null,null,null,361,17,8657,{"$f":"OFFSET(LoadCurve!$D$1,IF($CA$1,BX8659,366-BX8659),BY8659)","v":1066},{"$f":"IF(BZ8659=SUMIF(LoadCurve!$AQ$51:$AQ$90,CB8658,LoadCurve!$BK$51:$BK$90),CB8658+1,CB8658)","v":10},822,{"$f":"SUMIF(LoadCurve!$AQ$51:$AQ$90,CB8659,LoadCurve!$BJ$51:$BJ$90)","v":976.86343797274662}]
[null,null,null,null,null,null,null,null,null,null,null,null,null,null,null,null,null,null,null,null,null,null,null,null,null,null,null,null,null,null,null,null,null,null,null,null,null,null,null,null,null,null,null,null,null,null,null,null,null,null,null,null,null,null,null,null,null,null,null,null,null,null,null,null,null,null,null,null,null,null,null,null,null,null,null,361,18,8658,{"$f":"OFFSET(LoadCurve!$D$1,IF($CA$1,BX8660,366-BX8660),BY8660)","v":1140},{"$f":"IF(BZ8660=SUMIF(LoadCurve!$AQ$51:$AQ$90,CB8659,LoadCurve!$BK$51:$BK$90),CB8659+1,CB8659)","v":10},822,{"$f":"SUMIF(LoadCurve!$AQ$51:$AQ$90,CB8660,LoadCurve!$BJ$51:$BJ$90)","v":976.86343797274662}]
[null,null,null,null,null,null,null,null,null,null,null,null,null,null,null,null,null,null,null,null,null,null,null,null,null,null,null,null,null,null,null,null,null,null,null,null,null,null,null,null,null,null,null,null,null,null,null,null,null,null,null,null,null,null,null,null,null,null,null,null,null,null,null,null,null,null,null,null,null,null,null,null,null,null,null,361,19,8659,{"$f":"OFFSET(LoadCurve!$D$1,IF($CA$1,BX8661,366-BX8661),BY8661)","v":1312},{"$f":"IF(BZ8661=SUMIF(LoadCurve!$AQ$51:$AQ$90,CB8660,LoadCurve!$BK$51:$BK$90),CB8660+1,CB8660)","v":10},822,{"$f":"SUMIF(LoadCurve!$AQ$51:$AQ$90,CB8661,LoadCurve!$BJ$51:$BJ$90)","v":976.86343797274662}]
[null,null,null,null,null,null,null,null,null,null,null,null,null,null,null,null,null,null,null,null,null,null,null,null,null,null,null,null,null,null,null,null,null,null,null,null,null,null,null,null,null,null,null,null,null,null,null,null,null,null,null,null,null,null,null,null,null,null,null,null,null,null,null,null,null,null,null,null,null,null,null,null,null,null,null,361,20,8660,{"$f":"OFFSET(LoadCurve!$D$1,IF($CA$1,BX8662,366-BX8662),BY8662)","v":1355},{"$f":"IF(BZ8662=SUMIF(LoadCurve!$AQ$51:$AQ$90,CB8661,LoadCurve!$BK$51:$BK$90),CB8661+1,CB8661)","v":10},822,{"$f":"SUMIF(LoadCurve!$AQ$51:$AQ$90,CB8662,LoadCurve!$BJ$51:$BJ$90)","v":976.86343797274662}]
[null,null,null,null,null,null,null,null,null,null,null,null,null,null,null,null,null,null,null,null,null,null,null,null,null,null,null,null,null,null,null,null,null,null,null,null,null,null,null,null,null,null,null,null,null,null,null,null,null,null,null,null,null,null,null,null,null,null,null,null,null,null,null,null,null,null,null,null,null,null,null,null,null,null,null,361,21,8661,{"$f":"OFFSET(LoadCurve!$D$1,IF($CA$1,BX8663,366-BX8663),BY8663)","v":1339},{"$f":"IF(BZ8663=SUMIF(LoadCurve!$AQ$51:$AQ$90,CB8662,LoadCurve!$BK$51:$BK$90),CB8662+1,CB8662)","v":10},821,{"$f":"SUMIF(LoadCurve!$AQ$51:$AQ$90,CB8663,LoadCurve!$BJ$51:$BJ$90)","v":976.86343797274662}]
[null,null,null,null,null,null,null,null,null,null,null,null,null,null,null,null,null,null,null,null,null,null,null,null,null,null,null,null,null,null,null,null,null,null,null,null,null,null,null,null,null,null,null,null,null,null,null,null,null,null,null,null,null,null,null,null,null,null,null,null,null,null,null,null,null,null,null,null,null,null,null,null,null,null,null,361,22,8662,{"$f":"OFFSET(LoadCurve!$D$1,IF($CA$1,BX8664,366-BX8664),BY8664)","v":1312},{"$f":"IF(BZ8664=SUMIF(LoadCurve!$AQ$51:$AQ$90,CB8663,LoadCurve!$BK$51:$BK$90),CB8663+1,CB8663)","v":10},820,{"$f":"SUMIF(LoadCurve!$AQ$51:$AQ$90,CB8664,LoadCurve!$BJ$51:$BJ$90)","v":976.86343797274662}]
[null,null,null,null,null,null,null,null,null,null,null,null,null,null,null,null,null,null,null,null,null,null,null,null,null,null,null,null,null,null,null,null,null,null,null,null,null,null,null,null,null,null,null,null,null,null,null,null,null,null,null,null,null,null,null,null,null,null,null,null,null,null,null,null,null,null,null,null,null,null,null,null,null,null,null,361,23,8663,{"$f":"OFFSET(LoadCurve!$D$1,IF($CA$1,BX8665,366-BX8665),BY8665)","v":1246},{"$f":"IF(BZ8665=SUMIF(LoadCurve!$AQ$51:$AQ$90,CB8664,LoadCurve!$BK$51:$BK$90),CB8664+1,CB8664)","v":10},820,{"$f":"SUMIF(LoadCurve!$AQ$51:$AQ$90,CB8665,LoadCurve!$BJ$51:$BJ$90)","v":976.86343797274662}]
[null,null,null,null,null,null,null,null,null,null,null,null,null,null,null,null,null,null,null,null,null,null,null,null,null,null,null,null,null,null,null,null,null,null,null,null,null,null,null,null,null,null,null,null,null,null,null,null,null,null,null,null,null,null,null,null,null,null,null,null,null,null,null,null,null,null,null,null,null,null,null,null,null,null,null,361,24,8664,{"$f":"OFFSET(LoadCurve!$D$1,IF($CA$1,BX8666,366-BX8666),BY8666)","v":1157},{"$f":"IF(BZ8666=SUMIF(LoadCurve!$AQ$51:$AQ$90,CB8665,LoadCurve!$BK$51:$BK$90),CB8665+1,CB8665)","v":10},819,{"$f":"SUMIF(LoadCurve!$AQ$51:$AQ$90,CB8666,LoadCurve!$BJ$51:$BJ$90)","v":976.86343797274662}]
[null,null,null,null,null,null,null,null,null,null,null,null,null,null,null,null,null,null,null,null,null,null,null,null,null,null,null,null,null,null,null,null,null,null,null,null,null,null,null,null,null,null,null,null,null,null,null,null,null,null,null,null,null,null,null,null,null,null,null,null,null,null,null,null,null,null,null,null,null,null,null,null,null,null,null,362,{"$f":"BY8643","v":1},8665,{"$f":"OFFSET(LoadCurve!$D$1,IF($CA$1,BX8667,366-BX8667),BY8667)","v":1138},{"$f":"IF(BZ8667=SUMIF(LoadCurve!$AQ$51:$AQ$90,CB8666,LoadCurve!$BK$51:$BK$90),CB8666+1,CB8666)","v":10},819,{"$f":"SUMIF(LoadCurve!$AQ$51:$AQ$90,CB8667,LoadCurve!$BJ$51:$BJ$90)","v":976.86343797274662}]
[null,null,null,null,null,null,null,null,null,null,null,null,null,null,null,null,null,null,null,null,null,null,null,null,null,null,null,null,null,null,null,null,null,null,null,null,null,null,null,null,null,null,null,null,null,null,null,null,null,null,null,null,null,null,null,null,null,null,null,null,null,null,null,null,null,null,null,null,null,null,null,null,null,null,null,362,2,8666,{"$f":"OFFSET(LoadCurve!$D$1,IF($CA$1,BX8668,366-BX8668),BY8668)","v":1104},{"$f":"IF(BZ8668=SUMIF(LoadCurve!$AQ$51:$AQ$90,CB8667,LoadCurve!$BK$51:$BK$90),CB8667+1,CB8667)","v":10},818,{"$f":"SUMIF(LoadCurve!$AQ$51:$AQ$90,CB8668,LoadCurve!$BJ$51:$BJ$90)","v":976.86343797274662}]
[null,null,null,null,null,null,null,null,null,null,null,null,null,null,null,null,null,null,null,null,null,null,null,null,null,null,null,null,null,null,null,null,null,null,null,null,null,null,null,null,null,null,null,null,null,null,null,null,null,null,null,null,null,null,null,null,null,null,null,null,null,null,null,null,null,null,null,null,null,null,null,null,null,null,null,362,3,8667,{"$f":"OFFSET(LoadCurve!$D$1,IF($CA$1,BX8669,366-BX8669),BY8669)","v":1096},{"$f":"IF(BZ8669=SUMIF(LoadCurve!$AQ$51:$AQ$90,CB8668,LoadCurve!$BK$51:$BK$90),CB8668+1,CB8668)","v":10},818,{"$f":"SUMIF(LoadCurve!$AQ$51:$AQ$90,CB8669,LoadCurve!$BJ$51:$BJ$90)","v":976.86343797274662}]
[null,null,null,null,null,null,null,null,null,null,null,null,null,null,null,null,null,null,null,null,null,null,null,null,null,null,null,null,null,null,null,null,null,null,null,null,null,null,null,null,null,null,null,null,null,null,null,null,null,null,null,null,null,null,null,null,null,null,null,null,null,null,null,null,null,null,null,null,null,null,null,null,null,null,null,362,4,8668,{"$f":"OFFSET(LoadCurve!$D$1,IF($CA$1,BX8670,366-BX8670),BY8670)","v":1087},{"$f":"IF(BZ8670=SUMIF(LoadCurve!$AQ$51:$AQ$90,CB8669,LoadCurve!$BK$51:$BK$90),CB8669+1,CB8669)","v":10},818,{"$f":"SUMIF(LoadCurve!$AQ$51:$AQ$90,CB8670,LoadCurve!$BJ$51:$BJ$90)","v":976.86343797274662}]
[null,null,null,null,null,null,null,null,null,null,null,null,null,null,null,null,null,null,null,null,null,null,null,null,null,null,null,null,null,null,null,null,null,null,null,null,null,null,null,null,null,null,null,null,null,null,null,null,null,null,null,null,null,null,null,null,null,null,null,null,null,null,null,null,null,null,null,null,null,null,null,null,null,null,null,362,5,8669,{"$f":"OFFSET(LoadCurve!$D$1,IF($CA$1,BX8671,366-BX8671),BY8671)","v":1090},{"$f":"IF(BZ8671=SUMIF(LoadCurve!$AQ$51:$AQ$90,CB8670,LoadCurve!$BK$51:$BK$90),CB8670+1,CB8670)","v":10},816,{"$f":"SUMIF(LoadCurve!$AQ$51:$AQ$90,CB8671,LoadCurve!$BJ$51:$BJ$90)","v":976.86343797274662}]
[null,null,null,null,null,null,null,null,null,null,null,null,null,null,null,null,null,null,null,null,null,null,null,null,null,null,null,null,null,null,null,null,null,null,null,null,null,null,null,null,null,null,null,null,null,null,null,null,null,null,null,null,null,null,null,null,null,null,null,null,null,null,null,null,null,null,null,null,null,null,null,null,null,null,null,362,6,8670,{"$f":"OFFSET(LoadCurve!$D$1,IF($CA$1,BX8672,366-BX8672),BY8672)","v":1079},{"$f":"IF(BZ8672=SUMIF(LoadCurve!$AQ$51:$AQ$90,CB8671,LoadCurve!$BK$51:$BK$90),CB8671+1,CB8671)","v":10},816,{"$f":"SUMIF(LoadCurve!$AQ$51:$AQ$90,CB8672,LoadCurve!$BJ$51:$BJ$90)","v":976.86343797274662}]
[null,null,null,null,null,null,null,null,null,null,null,null,null,null,null,null,null,null,null,null,null,null,null,null,null,null,null,null,null,null,null,null,null,null,null,null,null,null,null,null,null,null,null,null,null,null,null,null,null,null,null,null,null,null,null,null,null,null,null,null,null,null,null,null,null,null,null,null,null,null,null,null,null,null,null,362,7,8671,{"$f":"OFFSET(LoadCurve!$D$1,IF($CA$1,BX8673,366-BX8673),BY8673)","v":996},{"$f":"IF(BZ8673=SUMIF(LoadCurve!$AQ$51:$AQ$90,CB8672,LoadCurve!$BK$51:$BK$90),CB8672+1,CB8672)","v":10},816,{"$f":"SUMIF(LoadCurve!$AQ$51:$AQ$90,CB8673,LoadCurve!$BJ$51:$BJ$90)","v":976.86343797274662}]
[null,null,null,null,null,null,null,null,null,null,null,null,null,null,null,null,null,null,null,null,null,null,null,null,null,null,null,null,null,null,null,null,null,null,null,null,null,null,null,null,null,null,null,null,null,null,null,null,null,null,null,null,null,null,null,null,null,null,null,null,null,null,null,null,null,null,null,null,null,null,null,null,null,null,null,362,8,8672,{"$f":"OFFSET(LoadCurve!$D$1,IF($CA$1,BX8674,366-BX8674),BY8674)","v":1022},{"$f":"IF(BZ8674=SUMIF(LoadCurve!$AQ$51:$AQ$90,CB8673,LoadCurve!$BK$51:$BK$90),CB8673+1,CB8673)","v":10},815,{"$f":"SUMIF(LoadCurve!$AQ$51:$AQ$90,CB8674,LoadCurve!$BJ$51:$BJ$90)","v":976.86343797274662}]
[null,null,null,null,null,null,null,null,null,null,null,null,null,null,null,null,null,null,null,null,null,null,null,null,null,null,null,null,null,null,null,null,null,null,null,null,null,null,null,null,null,null,null,null,null,null,null,null,null,null,null,null,null,null,null,null,null,null,null,null,null,null,null,null,null,null,null,null,null,null,null,null,null,null,null,362,9,8673,{"$f":"OFFSET(LoadCurve!$D$1,IF($CA$1,BX8675,366-BX8675),BY8675)","v":1067},{"$f":"IF(BZ8675=SUMIF(LoadCurve!$AQ$51:$AQ$90,CB8674,LoadCurve!$BK$51:$BK$90),CB8674+1,CB8674)","v":10},813,{"$f":"SUMIF(LoadCurve!$AQ$51:$AQ$90,CB8675,LoadCurve!$BJ$51:$BJ$90)","v":976.86343797274662}]
[null,null,null,null,null,null,null,null,null,null,null,null,null,null,null,null,null,null,null,null,null,null,null,null,null,null,null,null,null,null,null,null,null,null,null,null,null,null,null,null,null,null,null,null,null,null,null,null,null,null,null,null,null,null,null,null,null,null,null,null,null,null,null,null,null,null,null,null,null,null,null,null,null,null,null,362,10,8674,{"$f":"OFFSET(LoadCurve!$D$1,IF($CA$1,BX8676,366-BX8676),BY8676)","v":1090},{"$f":"IF(BZ8676=SUMIF(LoadCurve!$AQ$51:$AQ$90,CB8675,LoadCurve!$BK$51:$BK$90),CB8675+1,CB8675)","v":10},813,{"$f":"SUMIF(LoadCurve!$AQ$51:$AQ$90,CB8676,LoadCurve!$BJ$51:$BJ$90)","v":976.86343797274662}]
[null,null,null,null,null,null,null,null,null,null,null,null,null,null,null,null,null,null,null,null,null,null,null,null,null,null,null,null,null,null,null,null,null,null,null,null,null,null,null,null,null,null,null,null,null,null,null,null,null,null,null,null,null,null,null,null,null,null,null,null,null,null,null,null,null,null,null,null,null,null,null,null,null,null,null,362,11,8675,{"$f":"OFFSET(LoadCurve!$D$1,IF($CA$1,BX8677,366-BX8677),BY8677)","v":1072},{"$f":"IF(BZ8677=SUMIF(LoadCurve!$AQ$51:$AQ$90,CB8676,LoadCurve!$BK$51:$BK$90),CB8676+1,CB8676)","v":10},812,{"$f":"SUMIF(LoadCurve!$AQ$51:$AQ$90,CB8677,LoadCurve!$BJ$51:$BJ$90)","v":976.86343797274662}]
[null,null,null,null,null,null,null,null,null,null,null,null,null,null,null,null,null,null,null,null,null,null,null,null,null,null,null,null,null,null,null,null,null,null,null,null,null,null,null,null,null,null,null,null,null,null,null,null,null,null,null,null,null,null,null,null,null,null,null,null,null,null,null,null,null,null,null,null,null,null,null,null,null,null,null,362,12,8676,{"$f":"OFFSET(LoadCurve!$D$1,IF($CA$1,BX8678,366-BX8678),BY8678)","v":1099},{"$f":"IF(BZ8678=SUMIF(LoadCurve!$AQ$51:$AQ$90,CB8677,LoadCurve!$BK$51:$BK$90),CB8677+1,CB8677)","v":10},812,{"$f":"SUMIF(LoadCurve!$AQ$51:$AQ$90,CB8678,LoadCurve!$BJ$51:$BJ$90)","v":976.86343797274662}]
[null,null,null,null,null,null,null,null,null,null,null,null,null,null,null,null,null,null,null,null,null,null,null,null,null,null,null,null,null,null,null,null,null,null,null,null,null,null,null,null,null,null,null,null,null,null,null,null,null,null,null,null,null,null,null,null,null,null,null,null,null,null,null,null,null,null,null,null,null,null,null,null,null,null,null,362,13,8677,{"$f":"OFFSET(LoadCurve!$D$1,IF($CA$1,BX8679,366-BX8679),BY8679)","v":1087},{"$f":"IF(BZ8679=SUMIF(LoadCurve!$AQ$51:$AQ$90,CB8678,LoadCurve!$BK$51:$BK$90),CB8678+1,CB8678)","v":10},811,{"$f":"SUMIF(LoadCurve!$AQ$51:$AQ$90,CB8679,LoadCurve!$BJ$51:$BJ$90)","v":976.86343797274662}]
[null,null,null,null,null,null,null,null,null,null,null,null,null,null,null,null,null,null,null,null,null,null,null,null,null,null,null,null,null,null,null,null,null,null,null,null,null,null,null,null,null,null,null,null,null,null,null,null,null,null,null,null,null,null,null,null,null,null,null,null,null,null,null,null,null,null,null,null,null,null,null,null,null,null,null,362,14,8678,{"$f":"OFFSET(LoadCurve!$D$1,IF($CA$1,BX8680,366-BX8680),BY8680)","v":1134},{"$f":"IF(BZ8680=SUMIF(LoadCurve!$AQ$51:$AQ$90,CB8679,LoadCurve!$BK$51:$BK$90),CB8679+1,CB8679)","v":10},811,{"$f":"SUMIF(LoadCurve!$AQ$51:$AQ$90,CB8680,LoadCurve!$BJ$51:$BJ$90)","v":976.86343797274662}]
[null,null,null,null,null,null,null,null,null,null,null,null,null,null,null,null,null,null,null,null,null,null,null,null,null,null,null,null,null,null,null,null,null,null,null,null,null,null,null,null,null,null,null,null,null,null,null,null,null,null,null,null,null,null,null,null,null,null,null,null,null,null,null,null,null,null,null,null,null,null,null,null,null,null,null,362,15,8679,{"$f":"OFFSET(LoadCurve!$D$1,IF($CA$1,BX8681,366-BX8681),BY8681)","v":1029},{"$f":"IF(BZ8681=SUMIF(LoadCurve!$AQ$51:$AQ$90,CB8680,LoadCurve!$BK$51:$BK$90),CB8680+1,CB8680)","v":10},810,{"$f":"SUMIF(LoadCurve!$AQ$51:$AQ$90,CB8681,LoadCurve!$BJ$51:$BJ$90)","v":976.86343797274662}]
[null,null,null,null,null,null,null,null,null,null,null,null,null,null,null,null,null,null,null,null,null,null,null,null,null,null,null,null,null,null,null,null,null,null,null,null,null,null,null,null,null,null,null,null,null,null,null,null,null,null,null,null,null,null,null,null,null,null,null,null,null,null,null,null,null,null,null,null,null,null,null,null,null,null,null,362,16,8680,{"$f":"OFFSET(LoadCurve!$D$1,IF($CA$1,BX8682,366-BX8682),BY8682)","v":1117},{"$f":"IF(BZ8682=SUMIF(LoadCurve!$AQ$51:$AQ$90,CB8681,LoadCurve!$BK$51:$BK$90),CB8681+1,CB8681)","v":10},810,{"$f":"SUMIF(LoadCurve!$AQ$51:$AQ$90,CB8682,LoadCurve!$BJ$51:$BJ$90)","v":976.86343797274662}]
[null,null,null,null,null,null,null,null,null,null,null,null,null,null,null,null,null,null,null,null,null,null,null,null,null,null,null,null,null,null,null,null,null,null,null,null,null,null,null,null,null,null,null,null,null,null,null,null,null,null,null,null,null,null,null,null,null,null,null,null,null,null,null,null,null,null,null,null,null,null,null,null,null,null,null,362,17,8681,{"$f":"OFFSET(LoadCurve!$D$1,IF($CA$1,BX8683,366-BX8683),BY8683)","v":1123},{"$f":"IF(BZ8683=SUMIF(LoadCurve!$AQ$51:$AQ$90,CB8682,LoadCurve!$BK$51:$BK$90),CB8682+1,CB8682)","v":10},808,{"$f":"SUMIF(LoadCurve!$AQ$51:$AQ$90,CB8683,LoadCurve!$BJ$51:$BJ$90)","v":976.86343797274662}]
[null,null,null,null,null,null,null,null,null,null,null,null,null,null,null,null,null,null,null,null,null,null,null,null,null,null,null,null,null,null,null,null,null,null,null,null,null,null,null,null,null,null,null,null,null,null,null,null,null,null,null,null,null,null,null,null,null,null,null,null,null,null,null,null,null,null,null,null,null,null,null,null,null,null,null,362,18,8682,{"$f":"OFFSET(LoadCurve!$D$1,IF($CA$1,BX8684,366-BX8684),BY8684)","v":1144},{"$f":"IF(BZ8684=SUMIF(LoadCurve!$AQ$51:$AQ$90,CB8683,LoadCurve!$BK$51:$BK$90),CB8683+1,CB8683)","v":10},808,{"$f":"SUMIF(LoadCurve!$AQ$51:$AQ$90,CB8684,LoadCurve!$BJ$51:$BJ$90)","v":976.86343797274662}]
[null,null,null,null,null,null,null,null,null,null,null,null,null,null,null,null,null,null,null,null,null,null,null,null,null,null,null,null,null,null,null,null,null,null,null,null,null,null,null,null,null,null,null,null,null,null,null,null,null,null,null,null,null,null,null,null,null,null,null,null,null,null,null,null,null,null,null,null,null,null,null,null,null,null,null,362,19,8683,{"$f":"OFFSET(LoadCurve!$D$1,IF($CA$1,BX8685,366-BX8685),BY8685)","v":1346.9},{"$f":"IF(BZ8685=SUMIF(LoadCurve!$AQ$51:$AQ$90,CB8684,LoadCurve!$BK$51:$BK$90),CB8684+1,CB8684)","v":10},804,{"$f":"SUMIF(LoadCurve!$AQ$51:$AQ$90,CB8685,LoadCurve!$BJ$51:$BJ$90)","v":976.86343797274662}]
[null,null,null,null,null,null,null,null,null,null,null,null,null,null,null,null,null,null,null,null,null,null,null,null,null,null,null,null,null,null,null,null,null,null,null,null,null,null,null,null,null,null,null,null,null,null,null,null,null,null,null,null,null,null,null,null,null,null,null,null,null,null,null,null,null,null,null,null,null,null,null,null,null,null,null,362,20,8684,{"$f":"OFFSET(LoadCurve!$D$1,IF($CA$1,BX8686,366-BX8686),BY8686)","v":1351.2},{"$f":"IF(BZ8686=SUMIF(LoadCurve!$AQ$51:$AQ$90,CB8685,LoadCurve!$BK$51:$BK$90),CB8685+1,CB8685)","v":10},802,{"$f":"SUMIF(LoadCurve!$AQ$51:$AQ$90,CB8686,LoadCurve!$BJ$51:$BJ$90)","v":976.86343797274662}]
[null,null,null,null,null,null,null,null,null,null,null,null,null,null,null,null,null,null,null,null,null,null,null,null,null,null,null,null,null,null,null,null,null,null,null,null,null,null,null,null,null,null,null,null,null,null,null,null,null,null,null,null,null,null,null,null,null,null,null,null,null,null,null,null,null,null,null,null,null,null,null,null,null,null,null,362,21,8685,{"$f":"OFFSET(LoadCurve!$D$1,IF($CA$1,BX8687,366-BX8687),BY8687)","v":1358.4},{"$f":"IF(BZ8687=SUMIF(LoadCurve!$AQ$51:$AQ$90,CB8686,LoadCurve!$BK$51:$BK$90),CB8686+1,CB8686)","v":10},801,{"$f":"SUMIF(LoadCurve!$AQ$51:$AQ$90,CB8687,LoadCurve!$BJ$51:$BJ$90)","v":976.86343797274662}]
[null,null,null,null,null,null,null,null,null,null,null,null,null,null,null,null,null,null,null,null,null,null,null,null,null,null,null,null,null,null,null,null,null,null,null,null,null,null,null,null,null,null,null,null,null,null,null,null,null,null,null,null,null,null,null,null,null,null,null,null,null,null,null,null,null,null,null,null,null,null,null,null,null,null,null,362,22,8686,{"$f":"OFFSET(LoadCurve!$D$1,IF($CA$1,BX8688,366-BX8688),BY8688)","v":1315.5},{"$f":"IF(BZ8688=SUMIF(LoadCurve!$AQ$51:$AQ$90,CB8687,LoadCurve!$BK$51:$BK$90),CB8687+1,CB8687)","v":10},799,{"$f":"SUMIF(LoadCurve!$AQ$51:$AQ$90,CB8688,LoadCurve!$BJ$51:$BJ$90)","v":976.86343797274662}]
[null,null,null,null,null,null,null,null,null,null,null,null,null,null,null,null,null,null,null,null,null,null,null,null,null,null,null,null,null,null,null,null,null,null,null,null,null,null,null,null,null,null,null,null,null,null,null,null,null,null,null,null,null,null,null,null,null,null,null,null,null,null,null,null,null,null,null,null,null,null,null,null,null,null,null,362,23,8687,{"$f":"OFFSET(LoadCurve!$D$1,IF($CA$1,BX8689,366-BX8689),BY8689)","v":1260},{"$f":"IF(BZ8689=SUMIF(LoadCurve!$AQ$51:$AQ$90,CB8688,LoadCurve!$BK$51:$BK$90),CB8688+1,CB8688)","v":10},798,{"$f":"SUMIF(LoadCurve!$AQ$51:$AQ$90,CB8689,LoadCurve!$BJ$51:$BJ$90)","v":976.86343797274662}]
[null,null,null,null,null,null,null,null,null,null,null,null,null,null,null,null,null,null,null,null,null,null,null,null,null,null,null,null,null,null,null,null,null,null,null,null,null,null,null,null,null,null,null,null,null,null,null,null,null,null,null,null,null,null,null,null,null,null,null,null,null,null,null,null,null,null,null,null,null,null,null,null,null,null,null,362,24,8688,{"$f":"OFFSET(LoadCurve!$D$1,IF($CA$1,BX8690,366-BX8690),BY8690)","v":1198},{"$f":"IF(BZ8690=SUMIF(LoadCurve!$AQ$51:$AQ$90,CB8689,LoadCurve!$BK$51:$BK$90),CB8689+1,CB8689)","v":10},797,{"$f":"SUMIF(LoadCurve!$AQ$51:$AQ$90,CB8690,LoadCurve!$BJ$51:$BJ$90)","v":976.86343797274662}]
[null,null,null,null,null,null,null,null,null,null,null,null,null,null,null,null,null,null,null,null,null,null,null,null,null,null,null,null,null,null,null,null,null,null,null,null,null,null,null,null,null,null,null,null,null,null,null,null,null,null,null,null,null,null,null,null,null,null,null,null,null,null,null,null,null,null,null,null,null,null,null,null,null,null,null,363,1,8689,{"$f":"OFFSET(LoadCurve!$D$1,IF($CA$1,BX8691,366-BX8691),BY8691)","v":1160},{"$f":"IF(BZ8691=SUMIF(LoadCurve!$AQ$51:$AQ$90,CB8690,LoadCurve!$BK$51:$BK$90),CB8690+1,CB8690)","v":10},797,{"$f":"SUMIF(LoadCurve!$AQ$51:$AQ$90,CB8691,LoadCurve!$BJ$51:$BJ$90)","v":976.86343797274662}]
[null,null,null,null,null,null,null,null,null,null,null,null,null,null,null,null,null,null,null,null,null,null,null,null,null,null,null,null,null,null,null,null,null,null,null,null,null,null,null,null,null,null,null,null,null,null,null,null,null,null,null,null,null,null,null,null,null,null,null,null,null,null,null,null,null,null,null,null,null,null,null,null,null,null,null,363,2,8690,{"$f":"OFFSET(LoadCurve!$D$1,IF($CA$1,BX8692,366-BX8692),BY8692)","v":1142},{"$f":"IF(BZ8692=SUMIF(LoadCurve!$AQ$51:$AQ$90,CB8691,LoadCurve!$BK$51:$BK$90),CB8691+1,CB8691)","v":10},795,{"$f":"SUMIF(LoadCurve!$AQ$51:$AQ$90,CB8692,LoadCurve!$BJ$51:$BJ$90)","v":976.86343797274662}]
[null,null,null,null,null,null,null,null,null,null,null,null,null,null,null,null,null,null,null,null,null,null,null,null,null,null,null,null,null,null,null,null,null,null,null,null,null,null,null,null,null,null,null,null,null,null,null,null,null,null,null,null,null,null,null,null,null,null,null,null,null,null,null,null,null,null,null,null,null,null,null,null,null,null,null,363,3,8691,{"$f":"OFFSET(LoadCurve!$D$1,IF($CA$1,BX8693,366-BX8693),BY8693)","v":1126},{"$f":"IF(BZ8693=SUMIF(LoadCurve!$AQ$51:$AQ$90,CB8692,LoadCurve!$BK$51:$BK$90),CB8692+1,CB8692)","v":10},795,{"$f":"SUMIF(LoadCurve!$AQ$51:$AQ$90,CB8693,LoadCurve!$BJ$51:$BJ$90)","v":976.86343797274662}]
[null,null,null,null,null,null,null,null,null,null,null,null,null,null,null,null,null,null,null,null,null,null,null,null,null,null,null,null,null,null,null,null,null,null,null,null,null,null,null,null,null,null,null,null,null,null,null,null,null,null,null,null,null,null,null,null,null,null,null,null,null,null,null,null,null,null,null,null,null,null,null,null,null,null,null,363,4,8692,{"$f":"OFFSET(LoadCurve!$D$1,IF($CA$1,BX8694,366-BX8694),BY8694)","v":1030},{"$f":"IF(BZ8694=SUMIF(LoadCurve!$AQ$51:$AQ$90,CB8693,LoadCurve!$BK$51:$BK$90),CB8693+1,CB8693)","v":10},794,{"$f":"SUMIF(LoadCurve!$AQ$51:$AQ$90,CB8694,LoadCurve!$BJ$51:$BJ$90)","v":976.86343797274662}]
[null,null,null,null,null,null,null,null,null,null,null,null,null,null,null,null,null,null,null,null,null,null,null,null,null,null,null,null,null,null,null,null,null,null,null,null,null,null,null,null,null,null,null,null,null,null,null,null,null,null,null,null,null,null,null,null,null,null,null,null,null,null,null,null,null,null,null,null,null,null,null,null,null,null,null,363,5,8693,{"$f":"OFFSET(LoadCurve!$D$1,IF($CA$1,BX8695,366-BX8695),BY8695)","v":1027},{"$f":"IF(BZ8695=SUMIF(LoadCurve!$AQ$51:$AQ$90,CB8694,LoadCurve!$BK$51:$BK$90),CB8694+1,CB8694)","v":10},791,{"$f":"SUMIF(LoadCurve!$AQ$51:$AQ$90,CB8695,LoadCurve!$BJ$51:$BJ$90)","v":976.86343797274662}]
[null,null,null,null,null,null,null,null,null,null,null,null,null,null,null,null,null,null,null,null,null,null,null,null,null,null,null,null,null,null,null,null,null,null,null,null,null,null,null,null,null,null,null,null,null,null,null,null,null,null,null,null,null,null,null,null,null,null,null,null,null,null,null,null,null,null,null,null,null,null,null,null,null,null,null,363,6,8694,{"$f":"OFFSET(LoadCurve!$D$1,IF($CA$1,BX8696,366-BX8696),BY8696)","v":1026},{"$f":"IF(BZ8696=SUMIF(LoadCurve!$AQ$51:$AQ$90,CB8695,LoadCurve!$BK$51:$BK$90),CB8695+1,CB8695)","v":10},789,{"$f":"SUMIF(LoadCurve!$AQ$51:$AQ$90,CB8696,LoadCurve!$BJ$51:$BJ$90)","v":976.86343797274662}]
[null,null,null,null,null,null,null,null,null,null,null,null,null,null,null,null,null,null,null,null,null,null,null,null,null,null,null,null,null,null,null,null,null,null,null,null,null,null,null,null,null,null,null,null,null,null,null,null,null,null,null,null,null,null,null,null,null,null,null,null,null,null,null,null,null,null,null,null,null,null,null,null,null,null,null,363,7,8695,{"$f":"OFFSET(LoadCurve!$D$1,IF($CA$1,BX8697,366-BX8697),BY8697)","v":1030},{"$f":"IF(BZ8697=SUMIF(LoadCurve!$AQ$51:$AQ$90,CB8696,LoadCurve!$BK$51:$BK$90),CB8696+1,CB8696)","v":10},787,{"$f":"SUMIF(LoadCurve!$AQ$51:$AQ$90,CB8697,LoadCurve!$BJ$51:$BJ$90)","v":976.86343797274662}]
[null,null,null,null,null,null,null,null,null,null,null,null,null,null,null,null,null,null,null,null,null,null,null,null,null,null,null,null,null,null,null,null,null,null,null,null,null,null,null,null,null,null,null,null,null,null,null,null,null,null,null,null,null,null,null,null,null,null,null,null,null,null,null,null,null,null,null,null,null,null,null,null,null,null,null,363,8,8696,{"$f":"OFFSET(LoadCurve!$D$1,IF($CA$1,BX8698,366-BX8698),BY8698)","v":1099},{"$f":"IF(BZ8698=SUMIF(LoadCurve!$AQ$51:$AQ$90,CB8697,LoadCurve!$BK$51:$BK$90),CB8697+1,CB8697)","v":10},784,{"$f":"SUMIF(LoadCurve!$AQ$51:$AQ$90,CB8698,LoadCurve!$BJ$51:$BJ$90)","v":976.86343797274662}]
[null,null,null,null,null,null,null,null,null,null,null,null,null,null,null,null,null,null,null,null,null,null,null,null,null,null,null,null,null,null,null,null,null,null,null,null,null,null,null,null,null,null,null,null,null,null,null,null,null,null,null,null,null,null,null,null,null,null,null,null,null,null,null,null,null,null,null,null,null,null,null,null,null,null,null,363,9,8697,{"$f":"OFFSET(LoadCurve!$D$1,IF($CA$1,BX8699,366-BX8699),BY8699)","v":1156},{"$f":"IF(BZ8699=SUMIF(LoadCurve!$AQ$51:$AQ$90,CB8698,LoadCurve!$BK$51:$BK$90),CB8698+1,CB8698)","v":10},783,{"$f":"SUMIF(LoadCurve!$AQ$51:$AQ$90,CB8699,LoadCurve!$BJ$51:$BJ$90)","v":976.86343797274662}]
[null,null,null,null,null,null,null,null,null,null,null,null,null,null,null,null,null,null,null,null,null,null,null,null,null,null,null,null,null,null,null,null,null,null,null,null,null,null,null,null,null,null,null,null,null,null,null,null,null,null,null,null,null,null,null,null,null,null,null,null,null,null,null,null,null,null,null,null,null,null,null,null,null,null,null,363,10,8698,{"$f":"OFFSET(LoadCurve!$D$1,IF($CA$1,BX8700,366-BX8700),BY8700)","v":1172},{"$f":"IF(BZ8700=SUMIF(LoadCurve!$AQ$51:$AQ$90,CB8699,LoadCurve!$BK$51:$BK$90),CB8699+1,CB8699)","v":10},782,{"$f":"SUMIF(LoadCurve!$AQ$51:$AQ$90,CB8700,LoadCurve!$BJ$51:$BJ$90)","v":976.86343797274662}]
[null,null,null,null,null,null,null,null,null,null,null,null,null,null,null,null,null,null,null,null,null,null,null,null,null,null,null,null,null,null,null,null,null,null,null,null,null,null,null,null,null,null,null,null,null,null,null,null,null,null,null,null,null,null,null,null,null,null,null,null,null,null,null,null,null,null,null,null,null,null,null,null,null,null,null,363,11,8699,{"$f":"OFFSET(LoadCurve!$D$1,IF($CA$1,BX8701,366-BX8701),BY8701)","v":1188},{"$f":"IF(BZ8701=SUMIF(LoadCurve!$AQ$51:$AQ$90,CB8700,LoadCurve!$BK$51:$BK$90),CB8700+1,CB8700)","v":10},782,{"$f":"SUMIF(LoadCurve!$AQ$51:$AQ$90,CB8701,LoadCurve!$BJ$51:$BJ$90)","v":976.86343797274662}]
[null,null,null,null,null,null,null,null,null,null,null,null,null,null,null,null,null,null,null,null,null,null,null,null,null,null,null,null,null,null,null,null,null,null,null,null,null,null,null,null,null,null,null,null,null,null,null,null,null,null,null,null,null,null,null,null,null,null,null,null,null,null,null,null,null,null,null,null,null,null,null,null,null,null,null,363,12,8700,{"$f":"OFFSET(LoadCurve!$D$1,IF($CA$1,BX8702,366-BX8702),BY8702)","v":1200},{"$f":"IF(BZ8702=SUMIF(LoadCurve!$AQ$51:$AQ$90,CB8701,LoadCurve!$BK$51:$BK$90),CB8701+1,CB8701)","v":10},781,{"$f":"SUMIF(LoadCurve!$AQ$51:$AQ$90,CB8702,LoadCurve!$BJ$51:$BJ$90)","v":976.86343797274662}]
[null,null,null,null,null,null,null,null,null,null,null,null,null,null,null,null,null,null,null,null,null,null,null,null,null,null,null,null,null,null,null,null,null,null,null,null,null,null,null,null,null,null,null,null,null,null,null,null,null,null,null,null,null,null,null,null,null,null,null,null,null,null,null,null,null,null,null,null,null,null,null,null,null,null,null,363,13,8701,{"$f":"OFFSET(LoadCurve!$D$1,IF($CA$1,BX8703,366-BX8703),BY8703)","v":1202},{"$f":"IF(BZ8703=SUMIF(LoadCurve!$AQ$51:$AQ$90,CB8702,LoadCurve!$BK$51:$BK$90),CB8702+1,CB8702)","v":10},781,{"$f":"SUMIF(LoadCurve!$AQ$51:$AQ$90,CB8703,LoadCurve!$BJ$51:$BJ$90)","v":976.86343797274662}]
[null,null,null,null,null,null,null,null,null,null,null,null,null,null,null,null,null,null,null,null,null,null,null,null,null,null,null,null,null,null,null,null,null,null,null,null,null,null,null,null,null,null,null,null,null,null,null,null,null,null,null,null,null,null,null,null,null,null,null,null,null,null,null,null,null,null,null,null,null,null,null,null,null,null,null,363,14,8702,{"$f":"OFFSET(LoadCurve!$D$1,IF($CA$1,BX8704,366-BX8704),BY8704)","v":1208},{"$f":"IF(BZ8704=SUMIF(LoadCurve!$AQ$51:$AQ$90,CB8703,LoadCurve!$BK$51:$BK$90),CB8703+1,CB8703)","v":10},781,{"$f":"SUMIF(LoadCurve!$AQ$51:$AQ$90,CB8704,LoadCurve!$BJ$51:$BJ$90)","v":976.86343797274662}]
[null,null,null,null,null,null,null,null,null,null,null,null,null,null,null,null,null,null,null,null,null,null,null,null,null,null,null,null,null,null,null,null,null,null,null,null,null,null,null,null,null,null,null,null,null,null,null,null,null,null,null,null,null,null,null,null,null,null,null,null,null,null,null,null,null,null,null,null,null,null,null,null,null,null,null,363,15,8703,{"$f":"OFFSET(LoadCurve!$D$1,IF($CA$1,BX8705,366-BX8705),BY8705)","v":1201},{"$f":"IF(BZ8705=SUMIF(LoadCurve!$AQ$51:$AQ$90,CB8704,LoadCurve!$BK$51:$BK$90),CB8704+1,CB8704)","v":10},780,{"$f":"SUMIF(LoadCurve!$AQ$51:$AQ$90,CB8705,LoadCurve!$BJ$51:$BJ$90)","v":976.86343797274662}]
[null,null,null,null,null,null,null,null,null,null,null,null,null,null,null,null,null,null,null,null,null,null,null,null,null,null,null,null,null,null,null,null,null,null,null,null,null,null,null,null,null,null,null,null,null,null,null,null,null,null,null,null,null,null,null,null,null,null,null,null,null,null,null,null,null,null,null,null,null,null,null,null,null,null,null,363,16,8704,{"$f":"OFFSET(LoadCurve!$D$1,IF($CA$1,BX8706,366-BX8706),BY8706)","v":1191},{"$f":"IF(BZ8706=SUMIF(LoadCurve!$AQ$51:$AQ$90,CB8705,LoadCurve!$BK$51:$BK$90),CB8705+1,CB8705)","v":10},779,{"$f":"SUMIF(LoadCurve!$AQ$51:$AQ$90,CB8706,LoadCurve!$BJ$51:$BJ$90)","v":976.86343797274662}]
[null,null,null,null,null,null,null,null,null,null,null,null,null,null,null,null,null,null,null,null,null,null,null,null,null,null,null,null,null,null,null,null,null,null,null,null,null,null,null,null,null,null,null,null,null,null,null,null,null,null,null,null,null,null,null,null,null,null,null,null,null,null,null,null,null,null,null,null,null,null,null,null,null,null,null,{"$f":"ROUNDDOWN((BZ8707-1)/24,0)+1","v":363},17,8705,{"$f":"OFFSET(LoadCurve!$D$1,IF($CA$1,BX8707,366-BX8707),BY8707)","v":1166},{"$f":"IF(BZ8707=SUMIF(LoadCurve!$AQ$51:$AQ$90,CB8706,LoadCurve!$BK$51:$BK$90),CB8706+1,CB8706)","v":10},779,{"$f":"SUMIF(LoadCurve!$AQ$51:$AQ$90,CB8707,LoadCurve!$BJ$51:$BJ$90)","v":976.86343797274662}]
[null,null,null,null,null,null,null,null,null,null,null,null,null,null,null,null,null,null,null,null,null,null,null,null,null,null,null,null,null,null,null,null,null,null,null,null,null,null,null,null,null,null,null,null,null,null,null,null,null,null,null,null,null,null,null,null,null,null,null,null,null,null,null,null,null,null,null,null,null,null,null,null,null,null,null,363,18,{"$f":"BZ8707+1","v":8706},{"$f":"OFFSET(LoadCurve!$D$1,IF($CA$1,BX8708,366-BX8708),BY8708)","v":1242},{"$f":"IF(BZ8708=SUMIF(LoadCurve!$AQ$51:$AQ$90,CB8707,LoadCurve!$BK$51:$BK$90),CB8707+1,CB8707)","v":10},770,{"$f":"SUMIF(LoadCurve!$AQ$51:$AQ$90,CB8708,LoadCurve!$BJ$51:$BJ$90)","v":976.86343797274662}]
[null,null,null,null,null,null,null,null,null,null,null,null,null,null,null,null,null,null,null,null,null,null,null,null,null,null,null,null,null,null,null,null,null,null,null,null,null,null,null,null,null,null,null,null,null,null,null,null,null,null,null,null,null,null,null,null,null,null,null,null,null,null,null,null,null,null,null,null,null,null,null,null,null,null,null,363,19,8707,{"$f":"OFFSET(LoadCurve!$D$1,IF($CA$1,BX8709,366-BX8709),BY8709)","v":1390},{"$f":"IF(BZ8709=SUMIF(LoadCurve!$AQ$51:$AQ$90,CB8708,LoadCurve!$BK$51:$BK$90),CB8708+1,CB8708)","v":10},768,{"$f":"SUMIF(LoadCurve!$AQ$51:$AQ$90,CB8709,LoadCurve!$BJ$51:$BJ$90)","v":976.86343797274662}]
[null,null,null,null,null,null,null,null,null,null,null,null,null,null,null,null,null,null,null,null,null,null,null,null,null,null,null,null,null,null,null,null,null,null,null,null,null,null,null,null,null,null,null,null,null,null,null,null,null,null,null,null,null,null,null,null,null,null,null,null,null,null,null,null,null,null,null,null,null,null,null,null,null,null,null,363,20,8708,{"$f":"OFFSET(LoadCurve!$D$1,IF($CA$1,BX8710,366-BX8710),BY8710)","v":1352},{"$f":"IF(BZ8710=SUMIF(LoadCurve!$AQ$51:$AQ$90,CB8709,LoadCurve!$BK$51:$BK$90),CB8709+1,CB8709)","v":10},766,{"$f":"SUMIF(LoadCurve!$AQ$51:$AQ$90,CB8710,LoadCurve!$BJ$51:$BJ$90)","v":976.86343797274662}]
[null,null,null,null,null,null,null,null,null,null,null,null,null,null,null,null,null,null,null,null,null,null,null,null,null,null,null,null,null,null,null,null,null,null,null,null,null,null,null,null,null,null,null,null,null,null,null,null,null,null,null,null,null,null,null,null,null,null,null,null,null,null,null,null,null,null,null,null,null,null,null,null,null,null,null,363,21,8709,{"$f":"OFFSET(LoadCurve!$D$1,IF($CA$1,BX8711,366-BX8711),BY8711)","v":1389},{"$f":"IF(BZ8711=SUMIF(LoadCurve!$AQ$51:$AQ$90,CB8710,LoadCurve!$BK$51:$BK$90),CB8710+1,CB8710)","v":10},763,{"$f":"SUMIF(LoadCurve!$AQ$51:$AQ$90,CB8711,LoadCurve!$BJ$51:$BJ$90)","v":976.86343797274662}]
[null,null,null,null,null,null,null,null,null,null,null,null,null,null,null,null,null,null,null,null,null,null,null,null,null,null,null,null,null,null,null,null,null,null,null,null,null,null,null,null,null,null,null,null,null,null,null,null,null,null,null,null,null,null,null,null,null,null,null,null,null,null,null,null,null,null,null,null,null,null,null,null,null,null,null,363,22,8710,{"$f":"OFFSET(LoadCurve!$D$1,IF($CA$1,BX8712,366-BX8712),BY8712)","v":1339},{"$f":"IF(BZ8712=SUMIF(LoadCurve!$AQ$51:$AQ$90,CB8711,LoadCurve!$BK$51:$BK$90),CB8711+1,CB8711)","v":10},757,{"$f":"SUMIF(LoadCurve!$AQ$51:$AQ$90,CB8712,LoadCurve!$BJ$51:$BJ$90)","v":976.86343797274662}]
[null,null,null,null,null,null,null,null,null,null,null,null,null,null,null,null,null,null,null,null,null,null,null,null,null,null,null,null,null,null,null,null,null,null,null,null,null,null,null,null,null,null,null,null,null,null,null,null,null,null,null,null,null,null,null,null,null,null,null,null,null,null,null,null,null,null,null,null,null,null,null,null,null,null,null,363,23,8711,{"$f":"OFFSET(LoadCurve!$D$1,IF($CA$1,BX8713,366-BX8713),BY8713)","v":1259},{"$f":"IF(BZ8713=SUMIF(LoadCurve!$AQ$51:$AQ$90,CB8712,LoadCurve!$BK$51:$BK$90),CB8712+1,CB8712)","v":10},757,{"$f":"SUMIF(LoadCurve!$AQ$51:$AQ$90,CB8713,LoadCurve!$BJ$51:$BJ$90)","v":976.86343797274662}]
[null,null,null,null,null,null,null,null,null,null,null,null,null,null,null,null,null,null,null,null,null,null,null,null,null,null,null,null,null,null,null,null,null,null,null,null,null,null,null,null,null,null,null,null,null,null,null,null,null,null,null,null,null,null,null,null,null,null,null,null,null,null,null,null,null,null,null,null,null,null,null,null,null,null,null,363,24,8712,{"$f":"OFFSET(LoadCurve!$D$1,IF($CA$1,BX8714,366-BX8714),BY8714)","v":1188},{"$f":"IF(BZ8714=SUMIF(LoadCurve!$AQ$51:$AQ$90,CB8713,LoadCurve!$BK$51:$BK$90),CB8713+1,CB8713)","v":10},752,{"$f":"SUMIF(LoadCurve!$AQ$51:$AQ$90,CB8714,LoadCurve!$BJ$51:$BJ$90)","v":976.86343797274662}]
[null,null,null,null,null,null,null,null,null,null,null,null,null,null,null,null,null,null,null,null,null,null,null,null,null,null,null,null,null,null,null,null,null,null,null,null,null,null,null,null,null,null,null,null,null,null,null,null,null,null,null,null,null,null,null,null,null,null,null,null,null,null,null,null,null,null,null,null,null,null,null,null,null,null,null,364,1,8713,{"$f":"OFFSET(LoadCurve!$D$1,IF($CA$1,BX8715,366-BX8715),BY8715)","v":1165},{"$f":"IF(BZ8715=SUMIF(LoadCurve!$AQ$51:$AQ$90,CB8714,LoadCurve!$BK$51:$BK$90),CB8714+1,CB8714)","v":10},752,{"$f":"SUMIF(LoadCurve!$AQ$51:$AQ$90,CB8715,LoadCurve!$BJ$51:$BJ$90)","v":976.86343797274662}]
[null,null,null,null,null,null,null,null,null,null,null,null,null,null,null,null,null,null,null,null,null,null,null,null,null,null,null,null,null,null,null,null,null,null,null,null,null,null,null,null,null,null,null,null,null,null,null,null,null,null,null,null,null,null,null,null,null,null,null,null,null,null,null,null,null,null,null,null,null,null,null,null,null,null,null,364,2,8714,{"$f":"OFFSET(LoadCurve!$D$1,IF($CA$1,BX8716,366-BX8716),BY8716)","v":1127},{"$f":"IF(BZ8716=SUMIF(LoadCurve!$AQ$51:$AQ$90,CB8715,LoadCurve!$BK$51:$BK$90),CB8715+1,CB8715)","v":10},750,{"$f":"SUMIF(LoadCurve!$AQ$51:$AQ$90,CB8716,LoadCurve!$BJ$51:$BJ$90)","v":976.86343797274662}]
[null,null,null,null,null,null,null,null,null,null,null,null,null,null,null,null,null,null,null,null,null,null,null,null,null,null,null,null,null,null,null,null,null,null,null,null,null,null,null,null,null,null,null,null,null,null,null,null,null,null,null,null,null,null,null,null,null,null,null,null,null,null,null,null,null,null,null,null,null,null,null,null,null,null,null,364,3,8715,{"$f":"OFFSET(LoadCurve!$D$1,IF($CA$1,BX8717,366-BX8717),BY8717)","v":1006},{"$f":"IF(BZ8717=SUMIF(LoadCurve!$AQ$51:$AQ$90,CB8716,LoadCurve!$BK$51:$BK$90),CB8716+1,CB8716)","v":10},750,{"$f":"SUMIF(LoadCurve!$AQ$51:$AQ$90,CB8717,LoadCurve!$BJ$51:$BJ$90)","v":976.86343797274662}]
[null,null,null,null,null,null,null,null,null,null,null,null,null,null,null,null,null,null,null,null,null,null,null,null,null,null,null,null,null,null,null,null,null,null,null,null,null,null,null,null,null,null,null,null,null,null,null,null,null,null,null,null,null,null,null,null,null,null,null,null,null,null,null,null,null,null,null,null,null,null,null,null,null,null,null,364,4,8716,{"$f":"OFFSET(LoadCurve!$D$1,IF($CA$1,BX8718,366-BX8718),BY8718)","v":1002},{"$f":"IF(BZ8718=SUMIF(LoadCurve!$AQ$51:$AQ$90,CB8717,LoadCurve!$BK$51:$BK$90),CB8717+1,CB8717)","v":10},748,{"$f":"SUMIF(LoadCurve!$AQ$51:$AQ$90,CB8718,LoadCurve!$BJ$51:$BJ$90)","v":976.86343797274662}]
[null,null,null,null,null,null,null,null,null,null,null,null,null,null,null,null,null,null,null,null,null,null,null,null,null,null,null,null,null,null,null,null,null,null,null,null,null,null,null,null,null,null,null,null,null,null,null,null,null,null,null,null,null,null,null,null,null,null,null,null,null,null,null,null,null,null,null,null,null,null,null,null,null,null,null,364,5,8717,{"$f":"OFFSET(LoadCurve!$D$1,IF($CA$1,BX8719,366-BX8719),BY8719)","v":1068},{"$f":"IF(BZ8719=SUMIF(LoadCurve!$AQ$51:$AQ$90,CB8718,LoadCurve!$BK$51:$BK$90),CB8718+1,CB8718)","v":10},748,{"$f":"SUMIF(LoadCurve!$AQ$51:$AQ$90,CB8719,LoadCurve!$BJ$51:$BJ$90)","v":976.86343797274662}]
[null,null,null,null,null,null,null,null,null,null,null,null,null,null,null,null,null,null,null,null,null,null,null,null,null,null,null,null,null,null,null,null,null,null,null,null,null,null,null,null,null,null,null,null,null,null,null,null,null,null,null,null,null,null,null,null,null,null,null,null,null,null,null,null,null,null,null,null,null,null,null,null,null,null,null,364,6,8718,{"$f":"OFFSET(LoadCurve!$D$1,IF($CA$1,BX8720,366-BX8720),BY8720)","v":1062},{"$f":"IF(BZ8720=SUMIF(LoadCurve!$AQ$51:$AQ$90,CB8719,LoadCurve!$BK$51:$BK$90),CB8719+1,CB8719)","v":10},740,{"$f":"SUMIF(LoadCurve!$AQ$51:$AQ$90,CB8720,LoadCurve!$BJ$51:$BJ$90)","v":976.86343797274662}]
[null,null,null,null,null,null,null,null,null,null,null,null,null,null,null,null,null,null,null,null,null,null,null,null,null,null,null,null,null,null,null,null,null,null,null,null,null,null,null,null,null,null,null,null,null,null,null,null,null,null,null,null,null,null,null,null,null,null,null,null,null,null,null,null,null,null,null,null,null,null,null,null,null,null,null,364,7,8719,{"$f":"OFFSET(LoadCurve!$D$1,IF($CA$1,BX8721,366-BX8721),BY8721)","v":986},{"$f":"IF(BZ8721=SUMIF(LoadCurve!$AQ$51:$AQ$90,CB8720,LoadCurve!$BK$51:$BK$90),CB8720+1,CB8720)","v":10},735,{"$f":"SUMIF(LoadCurve!$AQ$51:$AQ$90,CB8721,LoadCurve!$BJ$51:$BJ$90)","v":976.86343797274662}]
[null,null,null,null,null,null,null,null,null,null,null,null,null,null,null,null,null,null,null,null,null,null,null,null,null,null,null,null,null,null,null,null,null,null,null,null,null,null,null,null,null,null,null,null,null,null,null,null,null,null,null,null,null,null,null,null,null,null,null,null,null,null,null,null,null,null,null,null,null,null,null,null,null,null,null,364,8,8720,{"$f":"OFFSET(LoadCurve!$D$1,IF($CA$1,BX8722,366-BX8722),BY8722)","v":1064},{"$f":"IF(BZ8722=SUMIF(LoadCurve!$AQ$51:$AQ$90,CB8721,LoadCurve!$BK$51:$BK$90),CB8721+1,CB8721)","v":10},735,{"$f":"SUMIF(LoadCurve!$AQ$51:$AQ$90,CB8722,LoadCurve!$BJ$51:$BJ$90)","v":976.86343797274662}]
[null,null,null,null,null,null,null,null,null,null,null,null,null,null,null,null,null,null,null,null,null,null,null,null,null,null,null,null,null,null,null,null,null,null,null,null,null,null,null,null,null,null,null,null,null,null,null,null,null,null,null,null,null,null,null,null,null,null,null,null,null,null,null,null,null,null,null,null,null,null,null,null,null,null,null,364,9,8721,{"$f":"OFFSET(LoadCurve!$D$1,IF($CA$1,BX8723,366-BX8723),BY8723)","v":1087},{"$f":"IF(BZ8723=SUMIF(LoadCurve!$AQ$51:$AQ$90,CB8722,LoadCurve!$BK$51:$BK$90),CB8722+1,CB8722)","v":10},733,{"$f":"SUMIF(LoadCurve!$AQ$51:$AQ$90,CB8723,LoadCurve!$BJ$51:$BJ$90)","v":976.86343797274662}]
[null,null,null,null,null,null,null,null,null,null,null,null,null,null,null,null,null,null,null,null,null,null,null,null,null,null,null,null,null,null,null,null,null,null,null,null,null,null,null,null,null,null,null,null,null,null,null,null,null,null,null,null,null,null,null,null,null,null,null,null,null,null,null,null,null,null,null,null,null,null,null,null,null,null,null,364,10,8722,{"$f":"OFFSET(LoadCurve!$D$1,IF($CA$1,BX8724,366-BX8724),BY8724)","v":1125},{"$f":"IF(BZ8724=SUMIF(LoadCurve!$AQ$51:$AQ$90,CB8723,LoadCurve!$BK$51:$BK$90),CB8723+1,CB8723)","v":10},731,{"$f":"SUMIF(LoadCurve!$AQ$51:$AQ$90,CB8724,LoadCurve!$BJ$51:$BJ$90)","v":976.86343797274662}]
[null,null,null,null,null,null,null,null,null,null,null,null,null,null,null,null,null,null,null,null,null,null,null,null,null,null,null,null,null,null,null,null,null,null,null,null,null,null,null,null,null,null,null,null,null,null,null,null,null,null,null,null,null,null,null,null,null,null,null,null,null,null,null,null,null,null,null,null,null,null,null,null,null,null,null,364,11,8723,{"$f":"OFFSET(LoadCurve!$D$1,IF($CA$1,BX8725,366-BX8725),BY8725)","v":1155},{"$f":"IF(BZ8725=SUMIF(LoadCurve!$AQ$51:$AQ$90,CB8724,LoadCurve!$BK$51:$BK$90),CB8724+1,CB8724)","v":10},727,{"$f":"SUMIF(LoadCurve!$AQ$51:$AQ$90,CB8725,LoadCurve!$BJ$51:$BJ$90)","v":976.86343797274662}]
[null,null,null,null,null,null,null,null,null,null,null,null,null,null,null,null,null,null,null,null,null,null,null,null,null,null,null,null,null,null,null,null,null,null,null,null,null,null,null,null,null,null,null,null,null,null,null,null,null,null,null,null,null,null,null,null,null,null,null,null,null,null,null,null,null,null,null,null,null,null,null,null,null,null,null,364,12,8724,{"$f":"OFFSET(LoadCurve!$D$1,IF($CA$1,BX8726,366-BX8726),BY8726)","v":1139},{"$f":"IF(BZ8726=SUMIF(LoadCurve!$AQ$51:$AQ$90,CB8725,LoadCurve!$BK$51:$BK$90),CB8725+1,CB8725)","v":10},721,{"$f":"SUMIF(LoadCurve!$AQ$51:$AQ$90,CB8726,LoadCurve!$BJ$51:$BJ$90)","v":976.86343797274662}]
[null,null,null,null,null,null,null,null,null,null,null,null,null,null,null,null,null,null,null,null,null,null,null,null,null,null,null,null,null,null,null,null,null,null,null,null,null,null,null,null,null,null,null,null,null,null,null,null,null,null,null,null,null,null,null,null,null,null,null,null,null,null,null,null,null,null,null,null,null,null,null,null,null,null,null,364,13,8725,{"$f":"OFFSET(LoadCurve!$D$1,IF($CA$1,BX8727,366-BX8727),BY8727)","v":1163},{"$f":"IF(BZ8727=SUMIF(LoadCurve!$AQ$51:$AQ$90,CB8726,LoadCurve!$BK$51:$BK$90),CB8726+1,CB8726)","v":10},712,{"$f":"SUMIF(LoadCurve!$AQ$51:$AQ$90,CB8727,LoadCurve!$BJ$51:$BJ$90)","v":976.86343797274662}]
[null,null,null,null,null,null,null,null,null,null,null,null,null,null,null,null,null,null,null,null,null,null,null,null,null,null,null,null,null,null,null,null,null,null,null,null,null,null,null,null,null,null,null,null,null,null,null,null,null,null,null,null,null,null,null,null,null,null,null,null,null,null,null,null,null,null,null,null,null,null,null,null,null,null,null,364,14,8726,{"$f":"OFFSET(LoadCurve!$D$1,IF($CA$1,BX8728,366-BX8728),BY8728)","v":1199},{"$f":"IF(BZ8728=SUMIF(LoadCurve!$AQ$51:$AQ$90,CB8727,LoadCurve!$BK$51:$BK$90),CB8727+1,CB8727)","v":10},710,{"$f":"SUMIF(LoadCurve!$AQ$51:$AQ$90,CB8728,LoadCurve!$BJ$51:$BJ$90)","v":976.86343797274662}]
[null,null,null,null,null,null,null,null,null,null,null,null,null,null,null,null,null,null,null,null,null,null,null,null,null,null,null,null,null,null,null,null,null,null,null,null,null,null,null,null,null,null,null,null,null,null,null,null,null,null,null,null,null,null,null,null,null,null,null,null,null,null,null,null,null,null,null,null,null,null,null,null,null,null,null,364,15,8727,{"$f":"OFFSET(LoadCurve!$D$1,IF($CA$1,BX8729,366-BX8729),BY8729)","v":1191},{"$f":"IF(BZ8729=SUMIF(LoadCurve!$AQ$51:$AQ$90,CB8728,LoadCurve!$BK$51:$BK$90),CB8728+1,CB8728)","v":10},703,{"$f":"SUMIF(LoadCurve!$AQ$51:$AQ$90,CB8729,LoadCurve!$BJ$51:$BJ$90)","v":976.86343797274662}]
[null,null,null,null,null,null,null,null,null,null,null,null,null,null,null,null,null,null,null,null,null,null,null,null,null,null,null,null,null,null,null,null,null,null,null,null,null,null,null,null,null,null,null,null,null,null,null,null,null,null,null,null,null,null,null,null,null,null,null,null,null,null,null,null,null,null,null,null,null,null,null,null,null,null,null,364,16,8728,{"$f":"OFFSET(LoadCurve!$D$1,IF($CA$1,BX8730,366-BX8730),BY8730)","v":1198},{"$f":"IF(BZ8730=SUMIF(LoadCurve!$AQ$51:$AQ$90,CB8729,LoadCurve!$BK$51:$BK$90),CB8729+1,CB8729)","v":10},702,{"$f":"SUMIF(LoadCurve!$AQ$51:$AQ$90,CB8730,LoadCurve!$BJ$51:$BJ$90)","v":976.86343797274662}]
[null,null,null,null,null,null,null,null,null,null,null,null,null,null,null,null,null,null,null,null,null,null,null,null,null,null,null,null,null,null,null,null,null,null,null,null,null,null,null,null,null,null,null,null,null,null,null,null,null,null,null,null,null,null,null,null,null,null,null,null,null,null,null,null,null,null,null,null,null,null,null,null,null,null,null,364,{"$f":"BY8707","v":17},8729,{"$f":"OFFSET(LoadCurve!$D$1,IF($CA$1,BX8731,366-BX8731),BY8731)","v":1175},{"$f":"IF(BZ8731=SUMIF(LoadCurve!$AQ$51:$AQ$90,CB8730,LoadCurve!$BK$51:$BK$90),CB8730+1,CB8730)","v":10},656,{"$f":"SUMIF(LoadCurve!$AQ$51:$AQ$90,CB8731,LoadCurve!$BJ$51:$BJ$90)","v":976.86343797274662}]
[null,null,null,null,null,null,null,null,null,null,null,null,null,null,null,null,null,null,null,null,null,null,null,null,null,null,null,null,null,null,null,null,null,null,null,null,null,null,null,null,null,null,null,null,null,null,null,null,null,null,null,null,null,null,null,null,null,null,null,null,null,null,null,null,null,null,null,null,null,null,null,null,null,null,null,364,18,8730,{"$f":"OFFSET(LoadCurve!$D$1,IF($CA$1,BX8732,366-BX8732),BY8732)","v":1216},{"$f":"IF(BZ8732=SUMIF(LoadCurve!$AQ$51:$AQ$90,CB8731,LoadCurve!$BK$51:$BK$90),CB8731+1,CB8731)","v":10},650,{"$f":"SUMIF(LoadCurve!$AQ$51:$AQ$90,CB8732,LoadCurve!$BJ$51:$BJ$90)","v":976.86343797274662}]
[null,null,null,null,null,null,null,null,null,null,null,null,null,null,null,null,null,null,null,null,null,null,null,null,null,null,null,null,null,null,null,null,null,null,null,null,null,null,null,null,null,null,null,null,null,null,null,null,null,null,null,null,null,null,null,null,null,null,null,null,null,null,null,null,null,null,null,null,null,null,null,null,null,null,null,364,19,8731,{"$f":"OFFSET(LoadCurve!$D$1,IF($CA$1,BX8733,366-BX8733),BY8733)","v":1404.1},{"$f":"IF(BZ8733=SUMIF(LoadCurve!$AQ$51:$AQ$90,CB8732,LoadCurve!$BK$51:$BK$90),CB8732+1,CB8732)","v":10},648,{"$f":"SUMIF(LoadCurve!$AQ$51:$AQ$90,CB8733,LoadCurve!$BJ$51:$BJ$90)","v":976.86343797274662}]
[null,null,null,null,null,null,null,null,null,null,null,null,null,null,null,null,null,null,null,null,null,null,null,null,null,null,null,null,null,null,null,null,null,null,null,null,null,null,null,null,null,null,null,null,null,null,null,null,null,null,null,null,null,null,null,null,null,null,null,null,null,null,null,null,null,null,null,null,null,null,null,null,null,null,null,364,20,8732,{"$f":"OFFSET(LoadCurve!$D$1,IF($CA$1,BX8734,366-BX8734),BY8734)","v":1333.4},{"$f":"IF(BZ8734=SUMIF(LoadCurve!$AQ$51:$AQ$90,CB8733,LoadCurve!$BK$51:$BK$90),CB8733+1,CB8733)","v":10},639,{"$f":"SUMIF(LoadCurve!$AQ$51:$AQ$90,CB8734,LoadCurve!$BJ$51:$BJ$90)","v":976.86343797274662}]
[null,null,null,null,null,null,null,null,null,null,null,null,null,null,null,null,null,null,null,null,null,null,null,null,null,null,null,null,null,null,null,null,null,null,null,null,null,null,null,null,null,null,null,null,null,null,null,null,null,null,null,null,null,null,null,null,null,null,null,null,null,null,null,null,null,null,null,null,null,null,null,null,null,null,null,364,21,8733,{"$f":"OFFSET(LoadCurve!$D$1,IF($CA$1,BX8735,366-BX8735),BY8735)","v":1347.8},{"$f":"IF(BZ8735=SUMIF(LoadCurve!$AQ$51:$AQ$90,CB8734,LoadCurve!$BK$51:$BK$90),CB8734+1,CB8734)","v":10},633,{"$f":"SUMIF(LoadCurve!$AQ$51:$AQ$90,CB8735,LoadCurve!$BJ$51:$BJ$90)","v":976.86343797274662}]
[null,null,null,null,null,null,null,null,null,null,null,null,null,null,null,null,null,null,null,null,null,null,null,null,null,null,null,null,null,null,null,null,null,null,null,null,null,null,null,null,null,null,null,null,null,null,null,null,null,null,null,null,null,null,null,null,null,null,null,null,null,null,null,null,null,null,null,null,null,null,null,null,null,null,null,364,22,8734,{"$f":"OFFSET(LoadCurve!$D$1,IF($CA$1,BX8736,366-BX8736),BY8736)","v":1314},{"$f":"IF(BZ8736=SUMIF(LoadCurve!$AQ$51:$AQ$90,CB8735,LoadCurve!$BK$51:$BK$90),CB8735+1,CB8735)","v":10},632,{"$f":"SUMIF(LoadCurve!$AQ$51:$AQ$90,CB8736,LoadCurve!$BJ$51:$BJ$90)","v":976.86343797274662}]
[null,null,null,null,null,null,null,null,null,null,null,null,null,null,null,null,null,null,null,null,null,null,null,null,null,null,null,null,null,null,null,null,null,null,null,null,null,null,null,null,null,null,null,null,null,null,null,null,null,null,null,null,null,null,null,null,null,null,null,null,null,null,null,null,null,null,null,null,null,null,null,null,null,null,null,364,23,8735,{"$f":"OFFSET(LoadCurve!$D$1,IF($CA$1,BX8737,366-BX8737),BY8737)","v":1278},{"$f":"IF(BZ8737=SUMIF(LoadCurve!$AQ$51:$AQ$90,CB8736,LoadCurve!$BK$51:$BK$90),CB8736+1,CB8736)","v":10},623,{"$f":"SUMIF(LoadCurve!$AQ$51:$AQ$90,CB8737,LoadCurve!$BJ$51:$BJ$90)","v":976.86343797274662}]
[null,null,null,null,null,null,null,null,null,null,null,null,null,null,null,null,null,null,null,null,null,null,null,null,null,null,null,null,null,null,null,null,null,null,null,null,null,null,null,null,null,null,null,null,null,null,null,null,null,null,null,null,null,null,null,null,null,null,null,null,null,null,null,null,null,null,null,null,null,null,null,null,null,null,null,364,24,8736,{"$f":"OFFSET(LoadCurve!$D$1,IF($CA$1,BX8738,366-BX8738),BY8738)","v":1201},{"$f":"IF(BZ8738=SUMIF(LoadCurve!$AQ$51:$AQ$90,CB8737,LoadCurve!$BK$51:$BK$90),CB8737+1,CB8737)","v":10},609,{"$f":"SUMIF(LoadCurve!$AQ$51:$AQ$90,CB8738,LoadCurve!$BJ$51:$BJ$90)","v":976.86343797274662}]
[null,null,null,null,null,null,null,null,null,null,null,null,null,null,null,null,null,null,null,null,null,null,null,null,null,null,null,null,null,null,null,null,null,null,null,null,null,null,null,null,null,null,null,null,null,null,null,null,null,null,null,null,null,null,null,null,null,null,null,null,null,null,null,null,null,null,null,null,null,null,null,null,null,null,null,365,1,8737,{"$f":"OFFSET(LoadCurve!$D$1,IF($CA$1,BX8739,366-BX8739),BY8739)","v":1181},{"$f":"IF(BZ8739=SUMIF(LoadCurve!$AQ$51:$AQ$90,CB8738,LoadCurve!$BK$51:$BK$90),CB8738+1,CB8738)","v":10},565,{"$f":"SUMIF(LoadCurve!$AQ$51:$AQ$90,CB8739,LoadCurve!$BJ$51:$BJ$90)","v":976.86343797274662}]
[null,null,null,null,null,null,null,null,null,null,null,null,null,null,null,null,null,null,null,null,null,null,null,null,null,null,null,null,null,null,null,null,null,null,null,null,null,null,null,null,null,null,null,null,null,null,null,null,null,null,null,null,null,null,null,null,null,null,null,null,null,null,null,null,null,null,null,null,null,null,null,null,null,null,null,365,2,8738,{"$f":"OFFSET(LoadCurve!$D$1,IF($CA$1,BX8740,366-BX8740),BY8740)","v":1132},{"$f":"IF(BZ8740=SUMIF(LoadCurve!$AQ$51:$AQ$90,CB8739,LoadCurve!$BK$51:$BK$90),CB8739+1,CB8739)","v":10},552,{"$f":"SUMIF(LoadCurve!$AQ$51:$AQ$90,CB8740,LoadCurve!$BJ$51:$BJ$90)","v":976.86343797274662}]
[null,null,null,null,null,null,null,null,null,null,null,null,null,null,null,null,null,null,null,null,null,null,null,null,null,null,null,null,null,null,null,null,null,null,null,null,null,null,null,null,null,null,null,null,null,null,null,null,null,null,null,null,null,null,null,null,null,null,null,null,null,null,null,null,null,null,null,null,null,null,null,null,null,null,null,365,3,8739,{"$f":"OFFSET(LoadCurve!$D$1,IF($CA$1,BX8741,366-BX8741),BY8741)","v":1118},{"$f":"IF(BZ8741=SUMIF(LoadCurve!$AQ$51:$AQ$90,CB8740,LoadCurve!$BK$51:$BK$90),CB8740+1,CB8740)","v":10},505,{"$f":"SUMIF(LoadCurve!$AQ$51:$AQ$90,CB8741,LoadCurve!$BJ$51:$BJ$90)","v":976.86343797274662}]
[null,null,null,null,null,null,null,null,null,null,null,null,null,null,null,null,null,null,null,null,null,null,null,null,null,null,null,null,null,null,null,null,null,null,null,null,null,null,null,null,null,null,null,null,null,null,null,null,null,null,null,null,null,null,null,null,null,null,null,null,null,null,null,null,null,null,null,null,null,null,null,null,null,null,null,365,4,8740,{"$f":"OFFSET(LoadCurve!$D$1,IF($CA$1,BX8742,366-BX8742),BY8742)","v":1120},{"$f":"IF(BZ8742=SUMIF(LoadCurve!$AQ$51:$AQ$90,CB8741,LoadCurve!$BK$51:$BK$90),CB8741+1,CB8741)","v":10},414,{"$f":"SUMIF(LoadCurve!$AQ$51:$AQ$90,CB8742,LoadCurve!$BJ$51:$BJ$90)","v":976.86343797274662}]
[null,null,null,null,null,null,null,null,null,null,null,null,null,null,null,null,null,null,null,null,null,null,null,null,null,null,null,null,null,null,null,null,null,null,null,null,null,null,null,null,null,null,null,null,null,null,null,null,null,null,null,null,null,null,null,null,null,null,null,null,null,null,null,null,null,null,null,null,null,null,null,null,null,null,null,365,5,8741,{"$f":"OFFSET(LoadCurve!$D$1,IF($CA$1,BX8743,366-BX8743),BY8743)","v":1133},{"$f":"IF(BZ8743=SUMIF(LoadCurve!$AQ$51:$AQ$90,CB8742,LoadCurve!$BK$51:$BK$90),CB8742+1,CB8742)","v":10},396,{"$f":"SUMIF(LoadCurve!$AQ$51:$AQ$90,CB8743,LoadCurve!$BJ$51:$BJ$90)","v":976.86343797274662}]
[null,null,null,null,null,null,null,null,null,null,null,null,null,null,null,null,null,null,null,null,null,null,null,null,null,null,null,null,null,null,null,null,null,null,null,null,null,null,null,null,null,null,null,null,null,null,null,null,null,null,null,null,null,null,null,null,null,null,null,null,null,null,null,null,null,null,null,null,null,null,null,null,null,null,null,365,6,8742,{"$f":"OFFSET(LoadCurve!$D$1,IF($CA$1,BX8744,366-BX8744),BY8744)","v":1148},{"$f":"IF(BZ8744=SUMIF(LoadCurve!$AQ$51:$AQ$90,CB8743,LoadCurve!$BK$51:$BK$90),CB8743+1,CB8743)","v":10},394,{"$f":"SUMIF(LoadCurve!$AQ$51:$AQ$90,CB8744,LoadCurve!$BJ$51:$BJ$90)","v":976.86343797274662}]
[null,null,null,null,null,null,null,null,null,null,null,null,null,null,null,null,null,null,null,null,null,null,null,null,null,null,null,null,null,null,null,null,null,null,null,null,null,null,null,null,null,null,null,null,null,null,null,null,null,null,null,null,null,null,null,null,null,null,null,null,null,null,null,null,null,null,null,null,null,null,null,null,null,null,null,365,7,8743,{"$f":"OFFSET(LoadCurve!$D$1,IF($CA$1,BX8745,366-BX8745),BY8745)","v":1095},{"$f":"IF(BZ8745=SUMIF(LoadCurve!$AQ$51:$AQ$90,CB8744,LoadCurve!$BK$51:$BK$90),CB8744+1,CB8744)","v":10},374,{"$f":"SUMIF(LoadCurve!$AQ$51:$AQ$90,CB8745,LoadCurve!$BJ$51:$BJ$90)","v":976.86343797274662}]
[null,null,null,null,null,null,null,null,null,null,null,null,null,null,null,null,null,null,null,null,null,null,null,null,null,null,null,null,null,null,null,null,null,null,null,null,null,null,null,null,null,null,null,null,null,null,null,null,null,null,null,null,null,null,null,null,null,null,null,null,null,null,null,null,null,null,null,null,null,null,null,null,null,null,null,365,8,8744,{"$f":"OFFSET(LoadCurve!$D$1,IF($CA$1,BX8746,366-BX8746),BY8746)","v":1114},{"$f":"IF(BZ8746=SUMIF(LoadCurve!$AQ$51:$AQ$90,CB8745,LoadCurve!$BK$51:$BK$90),CB8745+1,CB8745)","v":10},365,{"$f":"SUMIF(LoadCurve!$AQ$51:$AQ$90,CB8746,LoadCurve!$BJ$51:$BJ$90)","v":976.86343797274662}]
[null,null,null,null,null,null,null,null,null,null,null,null,null,null,null,null,null,null,null,null,null,null,null,null,null,null,null,null,null,null,null,null,null,null,null,null,null,null,null,null,null,null,null,null,null,null,null,null,null,null,null,null,null,null,null,null,null,null,null,null,null,null,null,null,null,null,null,null,null,null,null,null,null,null,null,365,9,8745,{"$f":"OFFSET(LoadCurve!$D$1,IF($CA$1,BX8747,366-BX8747),BY8747)","v":1155},{"$f":"IF(BZ8747=SUMIF(LoadCurve!$AQ$51:$AQ$90,CB8746,LoadCurve!$BK$51:$BK$90),CB8746+1,CB8746)","v":10},325,{"$f":"SUMIF(LoadCurve!$AQ$51:$AQ$90,CB8747,LoadCurve!$BJ$51:$BJ$90)","v":976.86343797274662}]
[null,null,null,null,null,null,null,null,null,null,null,null,null,null,null,null,null,null,null,null,null,null,null,null,null,null,null,null,null,null,null,null,null,null,null,null,null,null,null,null,null,null,null,null,null,null,null,null,null,null,null,null,null,null,null,null,null,null,null,null,null,null,null,null,null,null,null,null,null,null,null,null,null,null,null,365,10,8746,{"$f":"OFFSET(LoadCurve!$D$1,IF($CA$1,BX8748,366-BX8748),BY8748)","v":1203},{"$f":"IF(BZ8748=SUMIF(LoadCurve!$AQ$51:$AQ$90,CB8747,LoadCurve!$BK$51:$BK$90),CB8747+1,CB8747)","v":10},311,{"$f":"SUMIF(LoadCurve!$AQ$51:$AQ$90,CB8748,LoadCurve!$BJ$51:$BJ$90)","v":976.86343797274662}]
[null,null,null,null,null,null,null,null,null,null,null,null,null,null,null,null,null,null,null,null,null,null,null,null,null,null,null,null,null,null,null,null,null,null,null,null,null,null,null,null,null,null,null,null,null,null,null,null,null,null,null,null,null,null,null,null,null,null,null,null,null,null,null,null,null,null,null,null,null,null,null,null,null,null,null,365,11,8747,{"$f":"OFFSET(LoadCurve!$D$1,IF($CA$1,BX8749,366-BX8749),BY8749)","v":1210},{"$f":"IF(BZ8749=SUMIF(LoadCurve!$AQ$51:$AQ$90,CB8748,LoadCurve!$BK$51:$BK$90),CB8748+1,CB8748)","v":10},229,{"$f":"SUMIF(LoadCurve!$AQ$51:$AQ$90,CB8749,LoadCurve!$BJ$51:$BJ$90)","v":976.86343797274662}]
[null,null,null,null,null,null,null,null,null,null,null,null,null,null,null,null,null,null,null,null,null,null,null,null,null,null,null,null,null,null,null,null,null,null,null,null,null,null,null,null,null,null,null,null,null,null,null,null,null,null,null,null,null,null,null,null,null,null,null,null,null,null,null,null,null,null,null,null,null,null,null,null,null,null,null,365,12,8748,{"$f":"OFFSET(LoadCurve!$D$1,IF($CA$1,BX8750,366-BX8750),BY8750)","v":1209},{"$f":"IF(BZ8750=SUMIF(LoadCurve!$AQ$51:$AQ$90,CB8749,LoadCurve!$BK$51:$BK$90),CB8749+1,CB8749)","v":10},228,{"$f":"SUMIF(LoadCurve!$AQ$51:$AQ$90,CB8750,LoadCurve!$BJ$51:$BJ$90)","v":976.86343797274662}]
[null,null,null,null,null,null,null,null,null,null,null,null,null,null,null,null,null,null,null,null,null,null,null,null,null,null,null,null,null,null,null,null,null,null,null,null,null,null,null,null,null,null,null,null,null,null,null,null,null,null,null,null,null,null,null,null,null,null,null,null,null,null,null,null,null,null,null,null,null,null,null,null,null,null,null,365,13,8749,{"$f":"OFFSET(LoadCurve!$D$1,IF($CA$1,BX8751,366-BX8751),BY8751)","v":1191},{"$f":"IF(BZ8751=SUMIF(LoadCurve!$AQ$51:$AQ$90,CB8750,LoadCurve!$BK$51:$BK$90),CB8750+1,CB8750)","v":10},214,{"$f":"SUMIF(LoadCurve!$AQ$51:$AQ$90,CB8751,LoadCurve!$BJ$51:$BJ$90)","v":976.86343797274662}]
[null,null,null,null,null,null,null,null,null,null,null,null,null,null,null,null,null,null,null,null,null,null,null,null,null,null,null,null,null,null,null,null,null,null,null,null,null,null,null,null,null,null,null,null,null,null,null,null,null,null,null,null,null,null,null,null,null,null,null,null,null,null,null,null,null,null,null,null,null,null,null,null,null,null,null,365,14,8750,{"$f":"OFFSET(LoadCurve!$D$1,IF($CA$1,BX8752,366-BX8752),BY8752)","v":1160},{"$f":"IF(BZ8752=SUMIF(LoadCurve!$AQ$51:$AQ$90,CB8751,LoadCurve!$BK$51:$BK$90),CB8751+1,CB8751)","v":10},123,{"$f":"SUMIF(LoadCurve!$AQ$51:$AQ$90,CB8752,LoadCurve!$BJ$51:$BJ$90)","v":976.86343797274662}]
[null,null,null,null,null,null,null,null,null,null,null,null,null,null,null,null,null,null,null,null,null,null,null,null,null,null,null,null,null,null,null,null,null,null,null,null,null,null,null,null,null,null,null,null,null,null,null,null,null,null,null,null,null,null,null,null,null,null,null,null,null,null,null,null,null,null,null,null,null,null,null,null,null,null,null,365,15,8751,{"$f":"OFFSET(LoadCurve!$D$1,IF($CA$1,BX8753,366-BX8753),BY8753)","v":1154},{"$f":"IF(BZ8753=SUMIF(LoadCurve!$AQ$51:$AQ$90,CB8752,LoadCurve!$BK$51:$BK$90),CB8752+1,CB8752)","v":10},118,{"$f":"SUMIF(LoadCurve!$AQ$51:$AQ$90,CB8753,LoadCurve!$BJ$51:$BJ$90)","v":976.86343797274662}]
[null,null,null,null,null,null,null,null,null,null,null,null,null,null,null,null,null,null,null,null,null,null,null,null,null,null,null,null,null,null,null,null,null,null,null,null,null,null,null,null,null,null,null,null,null,null,null,null,null,null,null,null,null,null,null,null,null,null,null,null,null,null,null,null,null,null,null,null,null,null,null,null,null,null,null,365,16,8752,{"$f":"OFFSET(LoadCurve!$D$1,IF($CA$1,BX8754,366-BX8754),BY8754)","v":1123},{"$f":"IF(BZ8754=SUMIF(LoadCurve!$AQ$51:$AQ$90,CB8753,LoadCurve!$BK$51:$BK$90),CB8753+1,CB8753)","v":10},100.1,{"$f":"SUMIF(LoadCurve!$AQ$51:$AQ$90,CB8754,LoadCurve!$BJ$51:$BJ$90)","v":976.86343797274662}]
[null,null,null,null,null,null,null,null,null,null,null,null,null,null,null,null,null,null,null,null,null,null,null,null,null,null,null,null,null,null,null,null,null,null,null,null,null,null,null,null,null,null,null,null,null,null,null,null,null,null,null,null,null,null,null,null,null,null,null,null,null,null,null,null,null,null,null,null,null,null,null,null,null,null,null,365,17,8753,{"$f":"OFFSET(LoadCurve!$D$1,IF($CA$1,BX8755,366-BX8755),BY8755)","v":1123},{"$f":"IF(BZ8755=SUMIF(LoadCurve!$AQ$51:$AQ$90,CB8754,LoadCurve!$BK$51:$BK$90),CB8754+1,CB8754)","v":10},86,{"$f":"SUMIF(LoadCurve!$AQ$51:$AQ$90,CB8755,LoadCurve!$BJ$51:$BJ$90)","v":976.86343797274662}]
[null,null,null,null,null,null,null,null,null,null,null,null,null,null,null,null,null,null,null,null,null,null,null,null,null,null,null,null,null,null,null,null,null,null,null,null,null,null,null,null,null,null,null,null,null,null,null,null,null,null,null,null,null,null,null,null,null,null,null,null,null,null,null,null,null,null,null,null,null,null,null,null,null,null,null,365,18,8754,{"$f":"OFFSET(LoadCurve!$D$1,IF($CA$1,BX8756,366-BX8756),BY8756)","v":1197},{"$f":"IF(BZ8756=SUMIF(LoadCurve!$AQ$51:$AQ$90,CB8755,LoadCurve!$BK$51:$BK$90),CB8755+1,CB8755)","v":10},59,{"$f":"SUMIF(LoadCurve!$AQ$51:$AQ$90,CB8756,LoadCurve!$BJ$51:$BJ$90)","v":976.86343797274662}]
[null,null,null,null,null,null,null,null,null,null,null,null,null,null,null,null,null,null,null,null,null,null,null,null,null,null,null,null,null,null,null,null,null,null,null,null,null,null,null,null,null,null,null,null,null,null,null,null,null,null,null,null,null,null,null,null,null,null,null,null,null,null,null,null,null,null,null,null,null,null,null,null,null,null,null,365,19,8755,{"$f":"OFFSET(LoadCurve!$D$1,IF($CA$1,BX8757,366-BX8757),BY8757)","v":1312.4},{"$f":"IF(BZ8757=SUMIF(LoadCurve!$AQ$51:$AQ$90,CB8756,LoadCurve!$BK$51:$BK$90),CB8756+1,CB8756)","v":10},59,{"$f":"SUMIF(LoadCurve!$AQ$51:$AQ$90,CB8757,LoadCurve!$BJ$51:$BJ$90)","v":976.86343797274662}]
[null,null,null,null,null,null,null,null,null,null,null,null,null,null,null,null,null,null,null,null,null,null,null,null,null,null,null,null,null,null,null,null,null,null,null,null,null,null,null,null,null,null,null,null,null,null,null,null,null,null,null,null,null,null,null,null,null,null,null,null,null,null,null,null,null,null,null,null,null,null,null,null,null,null,null,365,20,8756,{"$f":"OFFSET(LoadCurve!$D$1,IF($CA$1,BX8758,366-BX8758),BY8758)","v":1349.5},{"$f":"IF(BZ8758=SUMIF(LoadCurve!$AQ$51:$AQ$90,CB8757,LoadCurve!$BK$51:$BK$90),CB8757+1,CB8757)","v":10},59,{"$f":"SUMIF(LoadCurve!$AQ$51:$AQ$90,CB8758,LoadCurve!$BJ$51:$BJ$90)","v":976.86343797274662}]
[null,null,null,null,null,null,null,null,null,null,null,null,null,null,null,null,null,null,null,null,null,null,null,null,null,null,null,null,null,null,null,null,null,null,null,null,null,null,null,null,null,null,null,null,null,null,null,null,null,null,null,null,null,null,null,null,null,null,null,null,null,null,null,null,null,null,null,null,null,null,null,null,null,null,null,365,21,8757,{"$f":"OFFSET(LoadCurve!$D$1,IF($CA$1,BX8759,366-BX8759),BY8759)","v":1327.2},{"$f":"IF(BZ8759=SUMIF(LoadCurve!$AQ$51:$AQ$90,CB8758,LoadCurve!$BK$51:$BK$90),CB8758+1,CB8758)","v":10},32,{"$f":"SUMIF(LoadCurve!$AQ$51:$AQ$90,CB8759,LoadCurve!$BJ$51:$BJ$90)","v":976.86343797274662}]
[null,null,null,null,null,null,null,null,null,null,null,null,null,null,null,null,null,null,null,null,null,null,null,null,null,null,null,null,null,null,null,null,null,null,null,null,null,null,null,null,null,null,null,null,null,null,null,null,null,null,null,null,null,null,null,null,null,null,null,null,null,null,null,null,null,null,null,null,null,null,null,null,null,null,null,365,22,8758,{"$f":"OFFSET(LoadCurve!$D$1,IF($CA$1,BX8760,366-BX8760),BY8760)","v":1263},{"$f":"IF(BZ8760=SUMIF(LoadCurve!$AQ$51:$AQ$90,CB8759,LoadCurve!$BK$51:$BK$90),CB8759+1,CB8759)","v":10},10,{"$f":"SUMIF(LoadCurve!$AQ$51:$AQ$90,CB8760,LoadCurve!$BJ$51:$BJ$90)","v":976.86343797274662}]
[null,null,null,null,null,null,null,null,null,null,null,null,null,null,null,null,null,null,null,null,null,null,null,null,null,null,null,null,null,null,null,null,null,null,null,null,null,null,null,null,null,null,null,null,null,null,null,null,null,null,null,null,null,null,null,null,null,null,null,null,null,null,null,null,null,null,null,null,null,null,null,null,null,null,null,365,23,8759,{"$f":"OFFSET(LoadCurve!$D$1,IF($CA$1,BX8761,366-BX8761),BY8761)","v":1176},{"$f":"IF(BZ8761=SUMIF(LoadCurve!$AQ$51:$AQ$90,CB8760,LoadCurve!$BK$51:$BK$90),CB8760+1,CB8760)","v":10},0,{"$f":"SUMIF(LoadCurve!$AQ$51:$AQ$90,CB8761,LoadCurve!$BJ$51:$BJ$90)","v":976.86343797274662}]
[null,null,null,null,null,null,null,null,null,null,null,null,null,null,null,null,null,null,null,null,null,null,null,null,null,null,null,null,null,null,null,null,null,null,null,null,null,null,null,null,null,null,null,null,null,null,null,null,null,null,null,null,null,null,null,null,null,null,null,null,null,null,null,null,null,null,null,null,null,null,null,null,null,null,null,365,24,8760,{"$f":"OFFSET(LoadCurve!$D$1,IF($CA$1,BX8762,366-BX8762),BY8762)","v":1143},{"$f":"IF(BZ8762=SUMIF(LoadCurve!$AQ$51:$AQ$90,CB8761,LoadCurve!$BK$51:$BK$90),CB8761+1,CB8761)","v":11},0,{"$f":"SUMIF(LoadCurve!$AQ$51:$AQ$90,CB8762,LoadCurve!$BJ$51:$BJ$90)","v":0}]
[null,null,null,null,null,null,null,null,null,null,null,null,null,null,null,null,null,null,null,null,null,null,null,null,null,null,null,null,null,null,null,null,null,null,null,null,null,null,null,null,null,null,null,null,null,null,null,null,null,null,null,null,null,null,null,null,null,null,null,null,null,null,null,null,null,null,null,null,null,null,null,null,null,null,null,null,null,null,{"$f":"SUM(CA3:CA8762)/1000","v":9478.899799999992},null,9478.899799999992,{"$f":"SUMIF(LoadCurve!$AQ$51:$AQ$90,CB8763,LoadCurve!$BJ$51:$BJ$90)","v":0}]

{"sheet":"Summary","index":4,"n_rows":183,"n_cols":100,"rows_kept":183,"cut":false,"hidden":false,"merged":[]}
[null,null,null,null,null,null,null,null,null,null,null,null,null,null,null,null,null,null,null,null,null,null,{"$f":"W3&W4","v":"SENIndustry"},{"$f":"X3&X4","v":"SENUrban"},"SENRural","GAMIndustry","GAMUrban","GAMRural","GBIIndustry","GBIUrban","GBIRural","GUIIndustry","GUIUrban","GUIRural","SIEIndustry","SIEUrban","SIERural","LIBIndustry","LIBUrban","LIBRural","MALIndustry","MALUrban","MALRural","TBNIndustry","TBNUrban","TBNRural","BURIndustry","BURUrban","BURRural","NIGIndustry","NIGUrban","NIGRural","CIVIndustry","CIVUrban","CIVRural","GHAIndustry","GHAUrban","GHARural","NGAIndustry","NGAUrban","NGARural","PV1Industry","PV1Urban","PV1Rural"]
[null,null,null,null,null,null,null,null,null,null,null,null,null,null,null,null,null,null,null,null,null,null,1,1,1,{"$f":"W2+1","v":2},{"$f":"X2+1","v":2},2,3,{"$f":"AA2+1","v":3},{"$f":"AB2+1","v":3},4,{"$f":"AD2+1","v":4},{"$f":"AE2+1","v":4},5,{"$f":"AG2+1","v":5},{"$f":"AH2+1","v":5},6,{"$f":"AJ2+1","v":6},{"$f":"AK2+1","v":6},7,{"$f":"AM2+1","v":7},{"$f":"AN2+1","v":7},8,{"$f":"AP2+1","v":8},{"$f":"AQ2+1","v":8},9,{"$f":"AS2+1","v":9},{"$f":"AT2+1","v":9},{"$f":"AU2+1","v":10},{"$f":"AV2+1","v":10},{"$f":"AW2+1","v":10},null,null,null,null,null,null,{"$f":"AX2+1","v":11},{"$f":"AY2+1","v":11},{"$f":"AZ2+1","v":11},null,null,null,null,null,null,"Chart","GHA"]
["Country",null,null,null,"CIV","GHA","EMP","AVG","SEN","GAM","GBI","GUI","SIE","LIB","MAL","TBN","BUR","NIG","NGA","CIV","GHA",null,"SEN","SEN","SEN",{"$f":"OFFSET($H$3,0,Z2)","v":"GAM"},{"$f":"OFFSET($H$3,0,AA2)","v":"GAM"},"GAM","GBI","GBI","GBI","GUI","GUI","GUI","SIE","SIE","SIE","LIB","LIB","LIB","MAL","MAL","MAL","TBN","TBN","TBN","BUR","BUR","BUR",{"$f":"OFFSET($H$3,0,AX2)","v":"NIG"},{"$f":"OFFSET($H$3,0,AY2)","v":"NIG"},{"$f":"OFFSET($H$3,0,AZ2)","v":"NIG"},"CIV",{"$f":"BA3","v":"CIV"},{"$f":"BB3","v":"CIV"},"GHA",{"$f":"BD3","v":"GHA"},{"$f":"BE3","v":"GHA"},{"$f":"OFFSET($H$3,0,BG2)","v":"NGA"},{"$f":"OFFSET($H$3,0,BH2)","v":"NGA"},{"$f":"OFFSET($H$3,0,BI2)","v":"NGA"},"PV1","PV1","PV1",null,null,null,{"$f":"$BQ$2","v":"GHA"},{"$f":"$BQ$2","v":"GHA"},"GHA"]
[null,"#","Duration",null,"Load data","Load data","Load data",null,{"$f":"SUMPRODUCT(--($W$3:$BI$3=I3),$W$5:$BI$5)","v":2991},337,149,760,617,138,1232,2763,934,911.99999999999989,58069,{"$f":"SUMPRODUCT(--($W$3:$BI$3=T3),$W$5:$BI$5)","v":6389.9999999999991},11735,null,"Industry","Urban","Rural","Industry","Urban","Rural","Industry","Urban","Rural","Industry","Urban","Rural","Industry","Urban","Rural","Industry","Urban","Rural","Industry","Urban","Rural","Industry","Urban","Rural","Industry","Urban","Rural","Industry","Urban","Rural","Industry","Urban","Rural","Industry","Urban","Rural","Industry","Urban","Rural","Industry","Urban","Rural",null,null,null,{"$f":"BG4","v":"Industry"},{"$f":"BH4","v":"Urban"},{"$f":"BI4","v":"Rural"},null,null,null,null,null,null,0,{"$f":"BY4+1","v":1},{"$f":"BZ4+1","v":2},3,4,5,6,7,8,9,10,11,12,13,14,15,16,17,18,19,20,21,22,23]
["Energy (GWh)",null,null,{"$f":"ADDRESS(ROW(CIV!AM5),COLUMN(CIV!AM5))","v":"$AM$5"},{"$f":"INDIRECT(E$3&\"!\"&$D5)","v":5036.6752530000012},9478.8997999999992,9478.8997999999992,null,2513.5,239,26.15,1113,202,47,1136,2032,858.5,849,23178.5,23179.5,23180.5,null,{"$f":"SUMIF(Demand!$C$4:$C$16,W$3,Demand!$E$4:$E$16)","v":418.74000000000007},{"$f":"SUMIF(Demand!$C$4:$C$16,X$3,Demand!$F$4:$F$16)","v":2500.4759999999997},{"$f":"SUMIF(Demand!$C$4:$C$16,Y$3,Demand!$G$4:$G$16)","v":71.783999999999978},{"$f":"SUMIF(Demand!$C$4:$C$16,Z$3,Demand!$E$4:$E$16)","v":67.399999999999991},{"$f":"SUMIF(Demand!$C$4:$C$16,AA$3,Demand!$F$4:$F$16)","v":261.512},{"$f":"SUMIF(Demand!$C$4:$C$16,AB$3,Demand!$G$4:$G$16)","v":8.088000000000001},{"$f":"SUMIF(Demand!$C$4:$C$16,AC$3,Demand!$E$4:$E$16)","v":0},{"$f":"SUMIF(Demand!$C$4:$C$16,AD$3,Demand!$F$4:$F$16)","v":144.90534351145038},{"$f":"SUMIF(Demand!$C$4:$C$16,AE$3,Demand!$G$4:$G$16)","v":4.0946564885496182},{"$f":"SUMIF(Demand!$C$4:$C$16,AF$3,Demand!$E$4:$E$16)","v":0},{"$f":"SUMIF(Demand!$C$4:$C$16,AG$3,Demand!$F$4:$F$16)","v":738.91573228528489},{"$f":"SUMIF(Demand!$C$4:$C$16,AH$3,Demand!$G$4:$G$16)","v":21.084267714715057},{"$f":"SUMIF(Demand!$C$4:$C$16,AI$3,Demand!$E$4:$E$16)","v":350},{"$f":"SUMIF(Demand!$C$4:$C$16,AJ$3,Demand!$F$4:$F$16)","v":259.35778175313055},{"$f":"SUMIF(Demand!$C$4:$C$16,AK$3,Demand!$G$4:$G$16)","v":7.6422182468694091},{"$f":"SUMIF(Demand!$C$4:$C$16,AL$3,Demand!$E$4:$E$16)","v":33},{"$f":"SUMIF(Demand!$C$4:$C$16,AM$3,Demand!$F$4:$F$16)","v":102.00142789148025},{"$f":"SUMIF(Demand!$C$4:$C$16,AN$3,Demand!$G$4:$G$16)","v":2.9985721085197521},{"$f":"SUMIF(Demand!$C$4:$C$16,AO$3,Demand!$E$4:$E$16)","v":271.04000000000002},{"$f":"SUMIF(Demand!$C$4:$C$16,AP$3,Demand!$F$4:$F$16)","v":931.39200000000005},{"$f":"SUMIF(Demand!$C$4:$C$16,AQ$3,Demand!$G$4:$G$16)","v":29.567999999999998},{"$f":"SUMIF(Demand!$C$4:$C$16,AR$3,Demand!$E$4:$E$16)","v":386.82000000000005},{"$f":"SUMIF(Demand!$C$4:$C$16,AS$3,Demand!$F$4:$F$16)","v":2309.8679999999999},{"$f":"SUMIF(Demand!$C$4:$C$16,AT$3,Demand!$G$4:$G$16)","v":66.311999999999983},{"$f":"SUMIF(Demand!$C$4:$C$16,AU$3,Demand!$E$4:$E$16)","v":130.76000000000002},{"$f":"SUMIF(Demand!$C$4:$C$16,AV$3,Demand!$F$4:$F$16)","v":780.82399999999996},{"$f":"SUMIF(Demand!$C$4:$C$16,AW$3,Demand!$G$4:$G$16)","v":22.415999999999997},{"$f":"SUMIF(Demand!$C$4:$C$16,AX$3,Demand!$E$4:$E$16)","v":145.92000000000002},{"$f":"SUMIF(Demand!$C$4:$C$16,AY$3,Demand!$F$4:$F$16)","v":744.19199999999989},{"$f":"SUMIF(Demand!$C$4:$C$16,AZ$3,Demand!$G$4:$G$16)","v":21.887999999999998},{"$f":"SUMIF(Demand!$C$4:$C$16,BA$3,Demand!$E$4:$E$16)","v":894.60000000000014},{"$f":"SUMIF(Demand!$C$4:$C$16,BB$3,Demand!$F$4:$F$16)","v":5342.0399999999991},{"$f":"SUMIF(Demand!$C$4:$C$16,BC$3,Demand!$G$4:$G$16)","v":153.35999999999996},{"$f":"SUMIF(Demand!$C$4:$C$16,BD$3,Demand!$E$4:$E$16)","v":1642.9},{"$f":"SUMIF(Demand!$C$4:$C$16,BE$3,Demand!$F$4:$F$16)","v":9810.4600000000009},{"$f":"SUMIF(Demand!$C$4:$C$16,BF$3,Demand!$G$4:$G$16)","v":281.64},{"$f":"SUMIF(Demand!$C$4:$C$16,BG$3,Demand!$E$4:$E$16)","v":9291.0400000000009},{"$f":"SUMIF(Demand!$C$4:$C$16,BH$3,Demand!$F$4:$F$16)","v":47384.303999999996},{"$f":"SUMIF(Demand!$C$4:$C$16,BI$3,Demand!$G$4:$G$16)","v":1393.6559999999999},{"$f":"BJ7*8.76","v":1.752},{"$f":"BK7*8.76","v":1.9710000000000001},2.19,null,null,null,{"$f":"SUMIF($W$1:$BO$1,BP$3&BP$4,$W5:$BO5)","v":1642.9},{"$f":"SUMIF($W$1:$BO$1,BQ$3&BQ$4,$W5:$BO5)","v":9810.4600000000009},281.64,null,{"$f":"BP60*BP$5/($C60*8.76)","v":174.72111111111107},{"$f":"BQ60*BQ$5/($C60*8.76)","v":868.92645714285709},{"$f":"BR60*BR$5/($C60*8.76)","v":31.344424489795912},"s1","Summer",1,1,1,1,1,1,2,2,2,2,2,2,2,2,2,2,2,2,3,3,3,3,3,1]
["Peak (raw)",{"$f":"CIV!AQ28","v":10},null,{"$f":"ADDRESS(ROW(CIV!AO5),COLUMN(CIV!AO5))","v":"$AO$5"},803.6,1475,1475,null,439.5,50,5.4,139,38,9,199,330,158,149,3936,968,1479,null,null,null,null,null,null,null,null,null,null,null,null,null,null,null,null,null,null,null,null,null,null,null,null,null,null,null,null,null,null,null,null,null,null,null,null,null,null,null,null,{"$f":"REAvail!H3","v":"PV rooftop"},{"$f":"REAvail!F3","v":"PVst1hr"},{"$f":"REAvail!G3","v":"PVst2hr"},null,null,null,null,null,null,null,189.28120370370368,1130.279187830688,21.903470634920634,"s2","Pre-Summer",1,1,1,1,1,1,2,2,2,2,2,2,2,2,2,2,2,2,3,3,3,3,3,1]
["Load Factor (raw)",null,null,null,{"$f":"E5/(E6*8.76)","v":0.71548398260908119},{"$f":"F5/(F6*8.76)","v":0.73360419472177074},{"$f":"G5/(G6*8.76)","v":0.73360419472177074},{"$f":"SUMPRODUCT(E7:F7,$E$5:$F$5)/SUM($E$5:$F$5)","v":0.72731676734849338},{"$f":"I5/(I6*8.76)","v":0.65285375140908364},0.545662100456621,0.55280737358362919,0.91406326993199971,0.60682528238404232,0.59614408929477425,0.65166012711961629,0.70291960702919609,0.62026761458875213,0.65045508871931601,0.67224275624605556,{"$f":"T5/(T6*8.76)","v":2.7335347560285292},1.7891655166239069,null,null,null,null,null,null,null,null,null,null,null,null,null,null,null,null,null,null,null,null,null,null,null,null,null,null,null,null,null,null,null,null,null,null,null,null,null,null,null,null,{"$f":"REAvail!H7","v":0.2},{"$f":"REAvail!F7","v":0.22500000000000001},{"$f":"REAvail!G7","v":0.25},null,null,null,null,null,null,null,174.7211111111111,1287.5060838095239,53.314899047619036,"s3","Post-Summer",1,1,1,1,1,1,2,2,2,2,2,2,2,2,2,2,2,2,3,4,3,3,3,1]
["Load factor (model)",null,null,null,{"$f":"E102","v":0.72389999999999999},{"$f":"F102","v":0.73629999999999995},{"$f":"G102","v":0.73629999999999995},{"$f":"SUMPRODUCT(E8:F8,$E$5:$F$5)/SUM($E$5:$F$5)","v":0.73199739587242241},{"$f":"I102","v":0.6008},{"$f":"J102","v":0.61780000000000002},0.5645,{"$f":"L102","v":0.5645},0.74780000000000002,0.62939999999999996,0.62350000000000005,0.6008,0.6008,0.60629999999999995,0.60629999999999995,{"$f":"T102","v":0.6008},0.6008,null,0.86499999999999999,0.56359999999999999,0.46400000000000002,null,null,null,null,null,null,null,null,null,null,null,null,null,null,null,null,null,null,null,null,null,null,null,null,null,null,null,null,null,null,null,null,null,null,null,null,null,null,null,null,null,null,null,null,null,null,177.21773770491802,881.33312786885244,31.791681498829035]
["Peak (model)",null,null,null,{"$f":"E5/(8.76*E8)","v":794.25739525439667},{"$f":"F5/(8.76*F8)","v":1469.5996023558494},{"$f":"G5/(8.76*G8)","v":1469.5996023558494},1235.2665243072956,{"$f":"I5/(8.76*I8)","v":477.57860143856897},{"$f":"J5/(8.76*J8)","v":44.161710946634919},5.2881484806937085,{"$f":"L5/(8.76*L8)","v":225.07492386279532},30.836267358376045,8.5244626686574012,207.98775508709485,386.09099587156243,163.11964564750804,159.85124232092707,4364.0895407957696,{"$f":"T5/(8.76*T8)","v":4404.2304324827173},4404.4204378940713,null,null,null,null,null,null,null,null,null,null,null,null,null,null,null,null,null,null,null,null,null,null,null,null,null,null,null,null,null,null,null,null,null,null,null,null,null,null,null,null,null,null,null,null,null,null,null,null,null,null,191.98588251366121,1146.4299841530058,22.215701639344264,"s1",{"$f":"VLOOKUP(BW9,BW5:BX7,2,FALSE)&\" day\"","v":"Summer day"}]
[{"$f":"CIV!AH6","v":"s1"},1,{"$f":"CIV!AL6","v":0.34520547945205482},{"$f":"ADDRESS(ROW(CIV!AN6),COLUMN(CIV!AN6))","v":"$AN$6"},{"$f":"INDIRECT(E$3&\"!\"&$D10)","v":0.35281381481594609},0.34676738538791185,0.34676738538791185,0.34886540088905427,{"$f":"1-I11-I12","v":0.33500000000000008},{"$f":"1-J11-J12","v":0.33500000000000002},0.33500000000000002,{"$f":"1-L11-L12","v":0.33500000000000002},0.33500000000000008,0.33500000000000002,0.33500000000000002,0.33499999999999996,0.33500000000000008,0.33499999999999996,0.33500000000000002,{"$f":"1-T11-T12","v":0.33500000000000002},0.33499999999999985,null,0.33500000000000002,0.33500000000000002,0.33500000000000002,{"$f":"1-Z11-Z12","v":0.33500000000000002},0.33500000000000002,0.33500000000000002,{"$f":"1-AC11-AC12","v":0.33500000000000002},0.33500000000000002,0.33500000000000002,{"$f":"1-AF11-AF12","v":0.33500000000000002},0.33500000000000002,0.33500000000000002,{"$f":"1-AI11-AI12","v":0.33500000000000002},0.33500000000000002,0.33500000000000002,{"$f":"1-AL11-AL12","v":0.33500000000000002},0.33500000000000002,0.33500000000000002,{"$f":"1-AO11-AO12","v":0.33500000000000002},0.33500000000000002,0.33500000000000002,{"$f":"1-AR11-AR12","v":0.33500000000000002},0.33500000000000002,0.33500000000000002,{"$f":"1-AU11-AU12","v":0.33500000000000002},0.33500000000000002,0.33500000000000002,{"$f":"1-AX11-AX12","v":0.33500000000000002},0.33500000000000002,0.33500000000000002,{"$f":"1-BA11-BA12","v":0.33500000000000002},0.33500000000000002,0.33500000000000002,{"$f":"1-BD11-BD12","v":0.33500000000000002},0.33500000000000002,0.33500000000000002,{"$f":"1-BG11-BG12","v":0.33500000000000002},0.33500000000000002,0.33500000000000002,{"$f":"REAvail!H11","v":0.32341664250858937},{"$f":"REAvail!F11","v":0.31904794831768091},{"$f":"REAvail!G11","v":0.33808313892412623},null,null,null,{"$f":"SUMIF($W$1:$BO$1,BP$3&BP$4,$W10:$BO10)","v":0.33500000000000002},{"$f":"SUMIF($W$1:$BO$1,BQ$3&BQ$4,$W10:$BO10)","v":0.33500000000000002},0.33500000000000002,null,177.21773770491802,1305.9169704918031,54.074879999999993,null,null,{"$f":"BY4","v":0},{"$f":"BZ4","v":1},2,3,4,5,6,7,8,9,10,11,12,13,14,15,16,17,18,19,20,21,22,23]
[{"$f":"CIV!AH7","v":"s2"},{"$f":"B10+1","v":2},{"$f":"CIV!AL7","v":0.33698630136986302},{"$f":"ADDRESS(ROW(CIV!AN7),COLUMN(CIV!AN7))","v":"$AN$7"},0.31901759043189193,0.31913544438986469,0.31913544438986469,0.31909455092808847,{"$f":"SUMPRODUCT(--($W$3:$BI$3=I$3),$W11:$BI11,$W$5:$BI$5)/I$4","v":0.32899999999999996},0.32899999999999996,0.32900000000000001,0.32900000000000001,0.32900000000000001,0.32900000000000001,0.32900000000000001,0.32900000000000001,0.32900000000000001,0.32899999999999996,0.32900000000000001,{"$f":"SUMPRODUCT(--($W$3:$BI$3=T$3),$W11:$BI11,$W$5:$BI$5)/T$4","v":0.32900000000000001},0.32900000000000007,null,0.32900000000000001,{"$f":"W11","v":0.32900000000000001},{"$f":"X11","v":0.32900000000000001},{"$f":"W11","v":0.32900000000000001},{"$f":"Z11","v":0.32900000000000001},{"$f":"AA11","v":0.32900000000000001},{"$f":"Z11","v":0.32900000000000001},{"$f":"AC11","v":0.32900000000000001},{"$f":"AD11","v":0.32900000000000001},{"$f":"AC11","v":0.32900000000000001},{"$f":"AF11","v":0.32900000000000001},{"$f":"AG11","v":0.32900000000000001},{"$f":"AF11","v":0.32900000000000001},{"$f":"AI11","v":0.32900000000000001},{"$f":"AJ11","v":0.32900000000000001},{"$f":"AI11","v":0.32900000000000001},{"$f":"AL11","v":0.32900000000000001},{"$f":"AM11","v":0.32900000000000001},{"$f":"AL11","v":0.32900000000000001},{"$f":"AO11","v":0.32900000000000001},{"$f":"AP11","v":0.32900000000000001},{"$f":"AO11","v":0.32900000000000001},{"$f":"AR11","v":0.32900000000000001},{"$f":"AS11","v":0.32900000000000001},{"$f":"AR11","v":0.32900000000000001},{"$f":"AU11","v":0.32900000000000001},{"$f":"AV11","v":0.32900000000000001},{"$f":"AU11","v":0.32900000000000001},{"$f":"AX11","v":0.32900000000000001},{"$f":"AY11","v":0.32900000000000001},{"$f":"AX11","v":0.32900000000000001},{"$f":"BA11","v":0.32900000000000001},{"$f":"BB11","v":0.32900000000000001},{"$f":"BA11","v":0.32900000000000001},{"$f":"BD11","v":0.32900000000000001},{"$f":"BE11","v":0.32900000000000001},{"$f":"BD11","v":0.32900000000000001},{"$f":"BG11","v":0.32900000000000001},{"$f":"BH11","v":0.32900000000000001},{"$f":"REAvail!H12","v":0.35316671498282121},{"$f":"REAvail!F12","v":0.36190410336463824},{"$f":"REAvail!G12","v":0.32383372215174755},null,null,null,{"$f":"SUMIF($W$1:$BO$1,BP$3&BP$4,$W11:$BO11)","v":0.32900000000000001},0.32900000000000001,0.32900000000000001,null,167.15855555555555,925.70494358974372,34.432983150183148,null,"Industry",{"$f":"SUMIF($A$60:$A$69,$BW$9&\"d1b\"&OFFSET(BY$4,MATCH($BW$9,$BW$5:$BW$7,0),0),$BT$5:$BT$14)","v":174.72111111111107},174.72111111111107,174.72111111111107,174.72111111111107,174.72111111111107,174.72111111111107,189.28120370370368,189.28120370370368,189.28120370370368,189.28120370370368,189.28120370370368,189.28120370370368,189.28120370370368,189.28120370370368,189.28120370370368,189.28120370370368,189.28120370370368,189.28120370370368,174.7211111111111,174.7211111111111,174.7211111111111,174.7211111111111,174.7211111111111,174.72111111111107]
[{"$f":"CIV!AH8","v":"s3"},{"$f":"B11+1","v":3},{"$f":"CIV!AL8","v":0.31780821917808222},{"$f":"ADDRESS(ROW(CIV!AN8),COLUMN(CIV!AN8))","v":"$AN$8"},0.32816859475216192,0.33409717022222346,0.33409717022222346,0.33204004818285721,0.33599999999999997,0.33600000000000002,0.33600000000000002,0.33600000000000002,0.33599999999999997,0.33600000000000002,0.33600000000000002,0.33600000000000008,0.33599999999999997,0.33600000000000008,0.33600000000000002,0.33600000000000002,0.33600000000000008,null,0.33600000000000002,{"$f":"W12","v":0.33600000000000002},{"$f":"X12","v":0.33600000000000002},{"$f":"W12","v":0.33600000000000002},{"$f":"Z12","v":0.33600000000000002},{"$f":"AA12","v":0.33600000000000002},{"$f":"Z12","v":0.33600000000000002},{"$f":"AC12","v":0.33600000000000002},{"$f":"AD12","v":0.33600000000000002},{"$f":"AC12","v":0.33600000000000002},{"$f":"AF12","v":0.33600000000000002},{"$f":"AG12","v":0.33600000000000002},{"$f":"AF12","v":0.33600000000000002},{"$f":"AI12","v":0.33600000000000002},{"$f":"AJ12","v":0.33600000000000002},{"$f":"AI12","v":0.33600000000000002},{"$f":"AL12","v":0.33600000000000002},{"$f":"AM12","v":0.33600000000000002},{"$f":"AL12","v":0.33600000000000002},{"$f":"AO12","v":0.33600000000000002},{"$f":"AP12","v":0.33600000000000002},{"$f":"AO12","v":0.33600000000000002},{"$f":"AR12","v":0.33600000000000002},{"$f":"AS12","v":0.33600000000000002},{"$f":"AR12","v":0.33600000000000002},{"$f":"AU12","v":0.33600000000000002},{"$f":"AV12","v":0.33600000000000002},{"$f":"AU12","v":0.33600000000000002},{"$f":"AX12","v":0.33600000000000002},{"$f":"AY12","v":0.33600000000000002},{"$f":"AX12","v":0.33600000000000002},{"$f":"BA12","v":0.33600000000000002},{"$f":"BB12","v":0.33600000000000002},{"$f":"BA12","v":0.33600000000000002},{"$f":"BD12","v":0.33600000000000002},{"$f":"BE12","v":0.33600000000000002},{"$f":"BD12","v":0.33600000000000002},{"$f":"BG12","v":0.33600000000000002},{"$f":"BH12","v":0.33600000000000002},{"$f":"REAvail!H13","v":0.32341664250858937},{"$f":"REAvail!F13","v":0.31904794831768091},{"$f":"REAvail!G13","v":0.33808313892412623},null,null,null,0.33600000000000002,0.33600000000000002,0.33600000000000002,null,216.24495726495724,1103.4671247863248,24.601374358974358,null,"Urban",{"$f":"SUMIF($A$60:$A$69,$BW$9&\"d1b\"&OFFSET(BY$4,MATCH($BW$9,$BW$5:$BW$7,0),0),$BU$5:$BU$14)","v":868.92645714285709},868.92645714285709,868.92645714285709,868.92645714285709,868.92645714285709,868.92645714285709,1130.279187830688,1130.279187830688,1130.279187830688,1130.279187830688,1130.279187830688,1130.279187830688,1130.279187830688,1130.279187830688,1130.279187830688,1130.279187830688,1130.279187830688,1130.279187830688,1287.5060838095239,1287.5060838095239,1287.5060838095239,1287.5060838095239,1287.5060838095239,868.92645714285709]
[{"$f":"CIV!AR13","v":"s1d1"},1,{"$f":"CIV!AL13","v":1},{"$f":"ADDRESS(ROW(CIV!AO13),COLUMN(CIV!AO13))","v":"$AO$13"},1,1,1,1,{"$f":"H13","v":1},1,{"$f":"J13","v":1},{"$f":"K13","v":1},{"$f":"L13","v":1},{"$f":"M13","v":1},{"$f":"N13","v":1},{"$f":"O13","v":1},{"$f":"P13","v":1},{"$f":"Q13","v":1},{"$f":"R13","v":1},{"$f":"S13","v":1},{"$f":"T13","v":1},null,null,null,null,null,null,null,null,null,null,null,null,null,null,null,null,null,null,null,null,null,null,null,null,null,null,null,null,null,null,null,null,null,null,null,null,null,null,null,null,null,null,null,null,null,null,1,1,1,null,191.07488675213673,1619.9836512820516,50.953971794871784,null,"Rural",{"$f":"SUMIF($A$60:$A$69,$BW$9&\"d1b\"&OFFSET(BY$4,MATCH($BW$9,$BW$5:$BW$7,0),0),$BV$5:$BV$14)","v":31.344424489795912},31.344424489795912,31.344424489795912,31.344424489795912,31.344424489795912,31.344424489795912,21.903470634920634,21.903470634920634,21.903470634920634,21.903470634920634,21.903470634920634,21.903470634920634,21.903470634920634,21.903470634920634,21.903470634920634,21.903470634920634,21.903470634920634,21.903470634920634,53.314899047619036,53.314899047619036,53.314899047619036,53.314899047619036,53.314899047619036,31.344424489795912]
[{"$f":"CIV!AR14","v":"s1d2"},{"$f":"B13+1","v":2},{"$f":"CIV!AL14","v":0},{"$f":"ADDRESS(ROW(CIV!AO14),COLUMN(CIV!AO14))","v":"$AO$14"},0,0,0,0,0,0,0,0,0,0,0,0,0,0,0,0,0,null,null,null,null,null,null,null,null,null,null,null,null,null,null,null,null,null,null,null,null,null,null,null,null,null,null,null,null,null,null,null,null,null,null,null,null,null,null,null,null,null,null,null,null,null,null,0,0,0,null,188.72287179487179,1972.1540102564102,68.749046153846137,null,"total",{"$f":"SUM(BY11:BY13)","v":1074.9919927437641},{"$f":"SUM(BZ11:BZ13)","v":1074.9919927437641},1074.9919927437641,1074.9919927437641,1074.9919927437641,1074.9919927437641,1341.4638621693125,1341.4638621693125,1341.4638621693125,1341.4638621693125,1341.4638621693125,1341.4638621693125,1341.4638621693125,1341.4638621693125,1341.4638621693125,1341.4638621693125,1341.4638621693125,1341.4638621693125,1515.5420939682542,1515.5420939682542,1515.5420939682542,1515.5420939682542,1515.5420939682542,1074.9919927437641]
[{"$f":"CIV!AR15","v":"s2d1"},{"$f":"B14+1","v":3},{"$f":"CIV!AL15","v":1},{"$f":"ADDRESS(ROW(CIV!AO15),COLUMN(CIV!AO15))","v":"$AO$15"},1,1,1,1,1,1,1,1,1,1,1,1,1,1,1,1,1,null,null,null,null,null,null,null,null,null,null,null,null,null,null,null,null,null,null,null,null,null,null,null,null,null,null,null,null,null,null,null,null,null,null,null,null,null,null,null,null,null,null,null,null,null,null,1,1,1]
[{"$f":"CIV!AR16","v":"s2d2"},{"$f":"B15+1","v":4},{"$f":"CIV!AL16","v":0},{"$f":"ADDRESS(ROW(CIV!AO16),COLUMN(CIV!AO16))","v":"$AO$16"},0,0,0,0,0,0,0,0,0,0,0,0,0,0,0,0,0,null,null,null,null,null,null,null,null,null,null,null,null,null,null,null,null,null,null,null,null,null,null,null,null,null,null,null,null,null,null,null,null,null,null,null,null,null,null,null,null,null,null,null,null,null,null,0,0,0]
[{"$f":"CIV!AR17","v":"s3d1"},{"$f":"B16+1","v":5},{"$f":"CIV!AL17","v":1},{"$f":"ADDRESS(ROW(CIV!AO17),COLUMN(CIV!AO17))","v":"$AO$17"},1,1,1,1,1,1,1,1,1,1,1,1,1,1,1,1,1,null,null,null,null,null,null,null,null,null,null,null,null,null,null,null,null,null,null,null,null,null,null,null,null,null,null,null,null,null,null,null,null,null,null,null,null,null,null,null,null,null,null,null,null,null,null,1,1,1]
[{"$f":"CIV!AR18","v":"s3d2"},{"$f":"B17+1","v":6},{"$f":"CIV!AL18","v":0},{"$f":"ADDRESS(ROW(CIV!AO18),COLUMN(CIV!AO18))","v":"$AO$18"},0,0,0,0,0,0,0,0,0,0,0,0,0,0,0,0,0,null,null,null,null,null,null,null,null,null,null,null,null,null,null,null,null,null,null,null,null,null,null,null,null,null,null,null,null,null,null,null,null,null,null,null,null,null,null,null,null,null,null,null,null,null,null,0,0,0]
[{"$f":"CIV!AR51","v":"s1d1b1"},1,{"$f":"CIV!AZ51","v":0.29166666666666669},{"$f":"ADDRESS(ROW(CIV!BG51),COLUMN(CIV!BG51))","v":"$BG$51"},0.29441514636217775,0.28038143784131125,0.28038143784131125,0.28525091301930328,{"$f":"$H19","v":0.28525091301930328},{"$f":"$H19","v":0.28525091301930328},{"$f":"$H19","v":0.28525091301930328},0.28525091301930328,0.28525091301930328,0.28525091301930328,0.28525091301930328,0.28525091301930328,0.28525091301930328,0.28525091301930328,0.28525091301930328,0.28525091301930328,0.28525091301930328,null,{"$f":"1-W20-W21","v":0.27999999999999997},0.23319999999999999,0.29300000000000004,0.27999999999999997,0.23319999999999999,0.29300000000000004,0.27999999999999997,0.23319999999999999,0.29300000000000004,0.27999999999999997,0.23319999999999999,0.29300000000000004,0.27999999999999997,0.23319999999999999,0.29300000000000004,0.27999999999999997,0.23319999999999999,0.29300000000000004,0.27999999999999997,0.23319999999999999,0.29300000000000004,0.27999999999999997,0.23319999999999999,0.29300000000000004,0.27999999999999997,0.23319999999999999,0.29300000000000004,0.27999999999999997,0.23319999999999999,0.29300000000000004,0.27999999999999997,0.23319999999999999,0.29300000000000004,0.27999999999999997,0.23319999999999999,0.29300000000000004,0.27999999999999997,0.23319999999999999,0.29300000000000004,{"$f":"REAvail!H20","v":0},{"$f":"REAvail!F20","v":0},{"$f":"REAvail!G20","v":0.13883551841008548},null,null,null,{"$f":"SUMIF($W$1:$BO$1,BP$3&BP$4,$W19:$BO19)","v":0.27999999999999997},{"$f":"SUMIF($W$1:$BO$1,BQ$3&BQ$4,$W19:$BO19)","v":0.23319999999999999},0.29300000000000004]
[{"$f":"CIV!AR52","v":"s1d1b2"},{"$f":"B19+1","v":2},{"$f":"CIV!AZ52","v":0.5},{"$f":"ADDRESS(ROW(CIV!BG52),COLUMN(CIV!BG52))","v":"$BG$52"},0.4539108395203556,0.4856922020023709,0.4856922020023709,0.4746645712446968,{"$f":"SUMPRODUCT(--($W$3:$BI$3=I$3),$W20:$BI20,$W$5:$BI$5)/I$4","v":0.51594399999999996},0.51594400000000007,0.51535572519083972,0.51531152467922781,0.51790675059364522,0.51632783560623297,0.51594400000000007,0.51594400000000007,0.51594400000000007,0.51594399999999996,0.51594399999999996,{"$f":"SUMPRODUCT(--($W$3:$BI$3=T$3),$W20:$BI20,$W$5:$BI$5)/T$4","v":0.51594400000000007},0.51594400000000007,null,0.52,0.52,0.35099999999999998,{"$f":"W20","v":0.52},{"$f":"X20","v":0.52},0.35099999999999998,{"$f":"Z20","v":0.52},{"$f":"AA20","v":0.52},{"$f":"AB20","v":0.35099999999999998},{"$f":"AC20","v":0.52},{"$f":"AD20","v":0.52},{"$f":"AE20","v":0.35099999999999998},{"$f":"AF20","v":0.52},{"$f":"AG20","v":0.52},{"$f":"AH20","v":0.35099999999999998},{"$f":"AI20","v":0.52},{"$f":"AJ20","v":0.52},{"$f":"AK20","v":0.35099999999999998},{"$f":"AL20","v":0.52},{"$f":"AM20","v":0.52},{"$f":"AN20","v":0.35099999999999998},{"$f":"AO20","v":0.52},{"$f":"AP20","v":0.52},{"$f":"AQ20","v":0.35099999999999998},{"$f":"AR20","v":0.52},{"$f":"AS20","v":0.52},{"$f":"AT20","v":0.35099999999999998},{"$f":"AU20","v":0.52},{"$f":"AV20","v":0.52},{"$f":"AW20","v":0.35099999999999998},{"$f":"BG20","v":0.52},0.52,0.35099999999999998,{"$f":"BA20","v":0.52},{"$f":"BB20","v":0.52},{"$f":"BC20","v":0.35099999999999998},{"$f":"AX20","v":0.52},{"$f":"AY20","v":0.52},{"$f":"AZ20","v":0.35099999999999998},{"$f":"REAvail!H21","v":1},{"$f":"REAvail!F21","v":0.82566248237139628},{"$f":"REAvail!G21","v":0.56573447154053491},null,null,null,{"$f":"SUMIF($W$1:$BO$1,BP$3&BP$4,$W20:$BO20)","v":0.52},0.52,0.35099999999999998]
[{"$f":"CIV!AR53","v":"s1d1b3"},{"$f":"B20+1","v":3},{"$f":"CIV!AZ53","v":0.20833333333333334},{"$f":"ADDRESS(ROW(CIV!BG53),COLUMN(CIV!BG53))","v":"$BG$53"},0.25167401411746682,0.23392636015631768,0.23392636015631768,0.24008451573599987,0.24286879999999997,0.24006079999999999,0.24980091603053436,0.2498294763611143,0.22160474916135842,0.23798147879891562,0.2391248,0.24286880000000002,0.2428688,0.24193279999999998,0.24193279999999998,0.2428688,0.2428688,null,0.2,0.24679999999999999,0.35599999999999998,{"$f":"W21","v":0.2},0.24679999999999999,0.35599999999999998,{"$f":"Z21","v":0.2},0.24679999999999999,0.35599999999999998,{"$f":"AC21","v":0.2},0.24679999999999999,0.35599999999999998,0.2,0.24679999999999999,0.35599999999999998,0.2,0.24679999999999999,0.35599999999999998,0.2,0.24679999999999999,0.35599999999999998,0.2,0.24679999999999999,0.35599999999999998,0.2,0.24679999999999999,0.35599999999999998,0.2,0.24679999999999999,0.35599999999999998,0.2,0.24679999999999999,0.35599999999999998,0.2,0.24679999999999999,0.35599999999999998,0.2,0.24679999999999999,0.35599999999999998,{"$f":"REAvail!H22","v":8.8079942431254529E-18},{"$f":"REAvail!F22","v":0.17433751762860364},{"$f":"REAvail!G22","v":0.29543001004937958},null,null,null,{"$f":"SUMIF($W$1:$BO$1,BP$3&BP$4,$W21:$BO21)","v":0.2},0.24679999999999999,0.35599999999999998]
[{"$f":"CIV!AR54","v":"s2d1b1"},4,{"$f":"CIV!AZ54","v":0.29166666666666663},{"$f":"ADDRESS(ROW(CIV!BG54),COLUMN(CIV!BG54))","v":"$BG$54"},0.29145676288697064,0.2763062424462065,0.2763062424462065,0.28156323371905978,{"$f":"$H22","v":0.28156323371905978},0.28156323371905978,{"$f":"$H22","v":0.28156323371905978},0.28156323371905978,0.28156323371905978,0.28156323371905978,0.28156323371905978,0.28156323371905978,0.28156323371905978,0.28156323371905978,0.28156323371905978,0.28156323371905978,0.28156323371905978,null,{"$f":"1-W23-W24","v":0.27999999999999997},{"$f":"1-X23-X24","v":0.23319999999999999},{"$f":"1-Y23-Y24","v":0.29300000000000004},{"$f":"1-Z23-Z24","v":0.27999999999999997},{"$f":"1-AA23-AA24","v":0.23319999999999999},0.29300000000000004,{"$f":"1-AC23-AC24","v":0.27999999999999997},{"$f":"1-AD23-AD24","v":0.23319999999999999},{"$f":"1-AE23-AE24","v":0.29300000000000004},{"$f":"1-AF23-AF24","v":0.27999999999999997},{"$f":"1-AG23-AG24","v":0.23319999999999999},{"$f":"1-AH23-AH24","v":0.29300000000000004},0.27999999999999997,{"$f":"1-AJ23-AJ24","v":0.23319999999999999},{"$f":"1-AK23-AK24","v":0.29300000000000004},0.27999999999999997,{"$f":"1-AM23-AM24","v":0.23319999999999999},{"$f":"1-AN23-AN24","v":0.29300000000000004},0.27999999999999997,{"$f":"1-AP23-AP24","v":0.23319999999999999},{"$f":"1-AQ23-AQ24","v":0.29300000000000004},0.27999999999999997,{"$f":"1-AS23-AS24","v":0.23319999999999999},{"$f":"1-AT23-AT24","v":0.29300000000000004},0.27999999999999997,{"$f":"1-AV23-AV24","v":0.23319999999999999},{"$f":"1-AW23-AW24","v":0.29300000000000004},0.27999999999999997,{"$f":"1-AY23-AY24","v":0.23319999999999999},{"$f":"1-AZ23-AZ24","v":0.29300000000000004},{"$f":"1-BA23-BA24","v":0.27999999999999997},{"$f":"1-BB23-BB24","v":0.23319999999999999},{"$f":"1-BC23-BC24","v":0.29300000000000004},{"$f":"1-BD23-BD24","v":0.27999999999999997},{"$f":"1-BE23-BE24","v":0.23319999999999999},{"$f":"1-BF23-BF24","v":0.29300000000000004},0.27999999999999997,{"$f":"1-BH23-BH24","v":0.23319999999999999},{"$f":"1-BI23-BI24","v":0.29300000000000004},{"$f":"REAvail!H23","v":0},{"$f":"REAvail!F23","v":5.6768587973572082E-18},{"$f":"REAvail!G23","v":0.14494459547435593},null,null,null,0.27999999999999997,0.23319999999999999,0.29300000000000004]
[{"$f":"CIV!AR55","v":"s2d1b2"},5,{"$f":"CIV!AZ55","v":0.49999999999999994},{"$f":"ADDRESS(ROW(CIV!BG55),COLUMN(CIV!BG55))","v":"$BG$55"},0.45369922580882011,0.48603186410393029,0.48603186410393029,0.47481294934715496,{"$f":"SUMPRODUCT(--($W$3:$BI$3=I$3),$W23:$BI23,$W$5:$BI$5)/I$4","v":0.51594399999999996},0.51594400000000007,0.51535572519083972,0.51531152467922781,0.51790675059364522,0.51632783560623297,0.51594400000000007,0.51594400000000007,0.51594400000000007,0.51594399999999996,0.51594399999999996,{"$f":"SUMPRODUCT(--($W$3:$BI$3=T$3),$W23:$BI23,$W$5:$BI$5)/T$4","v":0.51594400000000007},0.51594400000000007,null,{"$f":"W20","v":0.52},0.52,0.35099999999999998,0.52,{"$f":"AA20","v":0.52},0.35099999999999998,{"$f":"AC20","v":0.52},{"$f":"AD20","v":0.52},0.35099999999999998,{"$f":"AF20","v":0.52},{"$f":"AG20","v":0.52},0.35099999999999998,0.52,{"$f":"AJ20","v":0.52},0.35099999999999998,0.52,0.52,0.35099999999999998,0.52,0.52,0.35099999999999998,0.52,0.52,0.35099999999999998,0.52,0.52,0.35099999999999998,0.52,0.52,0.35099999999999998,{"$f":"BA20","v":0.52},0.52,0.35099999999999998,{"$f":"BD20","v":0.52},0.52,0.35099999999999998,0.52,0.52,0.35099999999999998,{"$f":"REAvail!H24","v":1},{"$f":"REAvail!F24","v":0.79479284561792007},{"$f":"REAvail!G24","v":0.54662580532819871},null,null,null,0.52,0.52,0.35099999999999998]
[{"$f":"CIV!AR56","v":"s2d1b3"},6,{"$f":"CIV!AZ56","v":0.20833333333333331},{"$f":"ADDRESS(ROW(CIV!BG56),COLUMN(CIV!BG56))","v":"$BG$56"},0.25484401130420931,0.23766189344986333,0.23766189344986333,0.24362381693378538,0.24286879999999997,0.24006079999999999,0.24980091603053436,0.2498294763611143,0.22160474916135842,0.23798147879891562,0.2391248,0.24286880000000002,0.2428688,0.24193279999999998,0.24193279999999998,0.2428688,0.2428688,null,0.2,0.24679999999999999,0.35599999999999998,0.2,{"$f":"AA21","v":0.24679999999999999},0.35599999999999998,{"$f":"AC21","v":0.2},{"$f":"AD21","v":0.24679999999999999},0.35599999999999998,{"$f":"AF21","v":0.2},{"$f":"AG21","v":0.24679999999999999},0.35599999999999998,0.2,{"$f":"AJ21","v":0.24679999999999999},0.35599999999999998,0.2,0.24679999999999999,0.35599999999999998,0.2,0.24679999999999999,0.35599999999999998,0.2,0.24679999999999999,0.35599999999999998,0.2,0.24679999999999999,0.35599999999999998,0.2,0.24679999999999999,0.35599999999999998,{"$f":"BA21","v":0.2},0.24679999999999999,0.35599999999999998,{"$f":"BD21","v":0.2},0.24679999999999999,0.35599999999999998,0.2,0.24679999999999999,0.35599999999999998,{"$f":"REAvail!H25","v":8.066026056518893E-18},{"$f":"REAvail!F25","v":0.20520715438207987},{"$f":"REAvail!G25","v":0.30842959919744545},null,null,null,0.2,0.24679999999999999,0.35599999999999998]
[{"$f":"CIV!AR57","v":"s3d1b1"},7,{"$f":"CIV!AZ57","v":0.29166666666666669},{"$f":"ADDRESS(ROW(CIV!BG57),COLUMN(CIV!BG57))","v":"$BG$57"},0.29140263683859152,0.2763923564328864,0.2763923564328864,0.28160068662882864,0.28160068662882864,0.28160068662882864,0.28160068662882864,0.28160068662882864,0.28160068662882864,0.28160068662882864,0.28160068662882864,0.28160068662882864,0.28160068662882864,0.28160068662882864,0.28160068662882864,0.28160068662882864,0.28160068662882864,null,{"$f":"1-W26-W27-W28","v":0.24799999999999991},{"$f":"1-X26-X27-X28","v":0.23000000000000004},{"$f":"1-Y26-Y27-Y28","v":0.29799999999999999},{"$f":"1-Z26-Z27-Z28","v":0.24799999999999991},{"$f":"1-AA26-AA27-AA28","v":0.23000000000000004},0.29799999999999999,{"$f":"1-AC26-AC27-AC28","v":0.24799999999999991},{"$f":"1-AD26-AD27-AD28","v":0.23000000000000004},{"$f":"1-AE26-AE27-AE28","v":0.29799999999999999},{"$f":"1-AF26-AF27-AF28","v":0.24799999999999991},{"$f":"1-AG26-AG27-AG28","v":0.23000000000000004},{"$f":"1-AH26-AH27-AH28","v":0.29799999999999999},0.24799999999999991,{"$f":"1-AJ26-AJ27-AJ28","v":0.23000000000000004},{"$f":"1-AK26-AK27-AK28","v":0.29799999999999999},0.24799999999999991,{"$f":"1-AM26-AM27-AM28","v":0.23000000000000004},{"$f":"1-AN26-AN27-AN28","v":0.29799999999999999},0.24799999999999991,{"$f":"1-AP26-AP27-AP28","v":0.23000000000000004},{"$f":"1-AQ26-AQ27-AQ28","v":0.29799999999999999},0.24799999999999991,{"$f":"1-AS26-AS27-AS28","v":0.23000000000000004},{"$f":"1-AT26-AT27-AT28","v":0.29799999999999999},0.24799999999999991,{"$f":"1-AV26-AV27-AV28","v":0.23000000000000004},{"$f":"1-AW26-AW27-AW28","v":0.29799999999999999},0.24799999999999991,{"$f":"1-AY26-AY27-AY28","v":0.23000000000000004},{"$f":"1-AZ26-AZ27-AZ28","v":0.29799999999999999},{"$f":"1-BA26-BA27-BA28","v":0.24799999999999991},{"$f":"1-BB26-BB27-BB28","v":0.23000000000000004},{"$f":"1-BC26-BC27-BC28","v":0.29799999999999999},{"$f":"1-BD26-BD27-BD28","v":0.24799999999999991},{"$f":"1-BE26-BE27-BE28","v":0.23000000000000004},{"$f":"1-BF26-BF27-BF28","v":0.29799999999999999},0.24799999999999991,{"$f":"1-BH26-BH27-BH28","v":0.23000000000000004},{"$f":"1-BI26-BI27-BI28","v":0.29799999999999999},{"$f":"REAvail!H26","v":0},{"$f":"REAvail!F26","v":0},{"$f":"REAvail!G26","v":0.13883551841008551},null,null,null,0.24799999999999991,0.23000000000000004,0.29799999999999999]
[{"$f":"CIV!AR58","v":"s3d1b2"},8,{"$f":"CIV!AZ58","v":0.5},{"$f":"ADDRESS(ROW(CIV!BG58),COLUMN(CIV!BG58))","v":"$BG$58"},0.45190176238684032,0.48303642968003874,0.48303642968003874,0.47223319193758145,{"$f":"SUMPRODUCT(--($W$3:$BI$3=I$3),$W26:$BI26,$W$5:$BI$5)/I$4","v":0.47867999999999994},0.48348000000000002,0.46711450381679381,0.46708704196046691,0.51408033563059752,0.48684891252612628,0.48508000000000001,0.47867999999999999,0.47867999999999999,0.48028000000000004,0.48027999999999993,{"$f":"SUMPRODUCT(--($W$3:$BI$3=T$3),$W26:$BI26,$W$5:$BI$5)/T$4","v":0.47868000000000005},0.47868000000000005,null,0.55000000000000004,0.47,0.36499999999999999,{"$f":"W26","v":0.55000000000000004},{"$f":"X26","v":0.47},0.36499999999999999,{"$f":"Z26","v":0.55000000000000004},{"$f":"AA26","v":0.47},{"$f":"AB26","v":0.36499999999999999},{"$f":"AC26","v":0.55000000000000004},{"$f":"AD26","v":0.47},{"$f":"AE26","v":0.36499999999999999},{"$f":"AF26","v":0.55000000000000004},{"$f":"AG26","v":0.47},{"$f":"AH26","v":0.36499999999999999},{"$f":"AI26","v":0.55000000000000004},{"$f":"AJ26","v":0.47},{"$f":"AK26","v":0.36499999999999999},{"$f":"AL26","v":0.55000000000000004},{"$f":"AM26","v":0.47},{"$f":"AN26","v":0.36499999999999999},{"$f":"AO26","v":0.55000000000000004},{"$f":"AP26","v":0.47},{"$f":"AQ26","v":0.36499999999999999},{"$f":"AR26","v":0.55000000000000004},{"$f":"AS26","v":0.47},{"$f":"AT26","v":0.36499999999999999},{"$f":"AU26","v":0.55000000000000004},{"$f":"AV26","v":0.47},{"$f":"AW26","v":0.36499999999999999},{"$f":"BG26","v":0.55000000000000004},0.47,0.36499999999999999,{"$f":"BA26","v":0.55000000000000004},{"$f":"BB26","v":0.47},{"$f":"BC26","v":0.36499999999999999},{"$f":"AX26","v":0.55000000000000004},{"$f":"AY26","v":0.47},{"$f":"AZ26","v":0.36499999999999999},{"$f":"REAvail!H27","v":1},{"$f":"REAvail!F27","v":0.82566248237139628},{"$f":"REAvail!G27","v":0.56573447154053502},null,null,null,0.55000000000000004,0.47,0.36499999999999999]
[{"$f":"CIV!AR59","v":"s3d1b3"},9,{"$f":"CIV!AZ59","v":0.16666666666666666},{"$f":"ADDRESS(ROW(CIV!BG59),COLUMN(CIV!BG59))","v":"$BG$59"},0.20048428366410231,0.18628448069869522,0.18628448069869522,0.19121158802528787,0.22100799999999998,0.21692800000000004,0.23060458015267177,0.230610334065426,0.19169875008335677,0.21421716366947419,0.21556800000000004,0.22100799999999998,0.22100799999999998,0.21964799999999998,0.21964799999999998,0.22100800000000001,0.22100800000000007,null,0.16200000000000001,0.23,0.252,{"$f":"W27","v":0.16200000000000001},0.23,0.252,{"$f":"Z27","v":0.16200000000000001},0.23,0.252,{"$f":"AC27","v":0.16200000000000001},0.23,0.252,0.16200000000000001,0.23,0.252,0.16200000000000001,0.23,0.252,0.16200000000000001,0.23,0.252,0.16200000000000001,0.23,0.252,0.16200000000000001,0.23,0.252,0.16200000000000001,0.23,0.252,0.16200000000000001,0.23,0.252,0.16200000000000001,0.23,0.252,0.16200000000000001,0.23,0.252,{"$f":"REAvail!H28","v":8.8079942431254529E-18},{"$f":"REAvail!F28","v":0.12177732763392217},{"$f":"REAvail!G28","v":0.23448844796124726},null,null,null,0.16200000000000001,0.23,0.252]
[{"$f":"CIV!AR60","v":"s3d1b4"},10,{"$f":"CIV!AZ60","v":4.1666666666666664E-2},{"$f":"ADDRESS(ROW(CIV!BG60),COLUMN(CIV!BG60))","v":"$BG$60"},5.6211317110465786E-2,5.4286733188379628E-2,5.4286733188379628E-2,5.4954533408301996E-2,6.616000000000001E-2,6.4360000000000001E-2,7.0412213740458029E-2,7.0416136862790427E-2,5.3167963166455494E-2,6.3152018707447799E-2,6.3760000000000011E-2,6.6159999999999997E-2,6.616000000000001E-2,6.5560000000000007E-2,6.5559999999999993E-2,6.6159999999999997E-2,6.616000000000001E-2,null,0.04,7.0000000000000007E-2,8.5000000000000006E-2,{"$f":"W28","v":0.04},7.0000000000000007E-2,8.5000000000000006E-2,{"$f":"Z28","v":0.04},7.0000000000000007E-2,8.5000000000000006E-2,{"$f":"AC28","v":0.04},7.0000000000000007E-2,8.5000000000000006E-2,0.04,7.0000000000000007E-2,8.5000000000000006E-2,0.04,7.0000000000000007E-2,8.5000000000000006E-2,0.04,7.0000000000000007E-2,8.5000000000000006E-2,0.04,7.0000000000000007E-2,8.5000000000000006E-2,0.04,7.0000000000000007E-2,8.5000000000000006E-2,0.04,7.0000000000000007E-2,8.5000000000000006E-2,0.04,7.0000000000000007E-2,8.5000000000000006E-2,0.04,7.0000000000000007E-2,8.5000000000000006E-2,0.04,7.0000000000000007E-2,8.5000000000000006E-2,{"$f":"REAvail!H29","v":0},{"$f":"REAvail!F29","v":5.256018999468149E-2},{"$f":"REAvail!G29","v":6.0941562088132353E-2},null,null,null,0.04,7.0000000000000007E-2,8.5000000000000006E-2]
[{"$f":"CIV!AR61","v":""},11,{"$f":"CIV!AZ61","v":""},{"$f":"ADDRESS(ROW(CIV!BG61),COLUMN(CIV!BG61))","v":"$BG$61"},"","","",0,0,0,0,0,0,0,0,0,{"$f":"$H29","v":0},{"$f":"$H29","v":0},0,0,0,null,{"$f":"W10&\" \"&W11&\" \"&W12","v":"0.335 0.329 0.336"},{"$f":"X10&\" \"&X11&\" \"&X12","v":"0.335 0.329 0.336"},"0.335 0.329 0.336","0.335 0.329 0.336","0.335 0.329 0.336","0.335 0.329 0.336","0.335 0.329 0.336","0.335 0.329 0.336","0.335 0.329 0.336","0.335 0.329 0.336","0.335 0.329 0.336","0.335 0.329 0.336","0.335 0.329 0.336","0.335 0.329 0.336","0.335 0.329 0.336","0.335 0.329 0.336","0.335 0.329 0.336","0.335 0.329 0.336","0.335 0.329 0.336","0.335 0.329 0.336","0.335 0.329 0.336","0.335 0.329 0.336","0.335 0.329 0.336","0.335 0.329 0.336","0.335 0.329 0.336","0.335 0.329 0.336","0.335 0.329 0.336","0.335 0.329 0.336","0.335 0.329 0.336","0.335 0.329 0.336",{"$f":"BA10&\" \"&BA11&\" \"&BA12","v":"0.335 0.329 0.336"},"0.335 0.329 0.336","0.335 0.329 0.336",{"$f":"BD10&\" \"&BD11&\" \"&BD12","v":"0.335 0.329 0.336"},"0.335 0.329 0.336","0.335 0.329 0.336","0.335 0.329 0.336","0.335 0.329 0.336","0.335 0.329 0.336"]
[{"$f":"CIV!AR62","v":""},12,{"$f":"CIV!AZ62","v":""},{"$f":"ADDRESS(ROW(CIV!BG62),COLUMN(CIV!BG62))","v":"$BG$62"},"","","",0,0,0,0,0,0,0,0,0,0,0,0,0,0,null,1,1,1,1,1,1,1,1,1,1,1,1,1,1,1,1,1,1,1,1,1,1,1,1,1,1,1,1,1,1,1,1,1,1,1,1,1,1,1]
[{"$f":"CIV!AR63","v":""},13,{"$f":"CIV!AZ63","v":""},{"$f":"ADDRESS(ROW(CIV!BG63),COLUMN(CIV!BG63))","v":"$BG$63"},"","","",0,0,0,0,0,0,0,0,0,0,0,0,0,0,null,{"$f":"W19&\" \"&W20&\" \"&W21","v":"0.28 0.52 0.2"},{"$f":"X19&\" \"&X20&\" \"&X21","v":"0.2332 0.52 0.2468"},"0.293 0.351 0.356","0.28 0.52 0.2","0.2332 0.52 0.2468","0.293 0.351 0.356","0.28 0.52 0.2","0.2332 0.52 0.2468","0.293 0.351 0.356","0.28 0.52 0.2","0.2332 0.52 0.2468","0.293 0.351 0.356","0.28 0.52 0.2","0.2332 0.52 0.2468","0.293 0.351 0.356","0.28 0.52 0.2","0.2332 0.52 0.2468","0.293 0.351 0.356","0.28 0.52 0.2","0.2332 0.52 0.2468","0.293 0.351 0.356","0.28 0.52 0.2","0.2332 0.52 0.2468","0.293 0.351 0.356","0.28 0.52 0.2","0.2332 0.52 0.2468","0.293 0.351 0.356","0.28 0.52 0.2","0.2332 0.52 0.2468","0.293 0.351 0.356",{"$f":"BA19&\" \"&BA20&\" \"&BA21","v":"0.28 0.52 0.2"},"0.2332 0.52 0.2468","0.293 0.351 0.356",{"$f":"BD19&\" \"&BD20&\" \"&BD21","v":"0.28 0.52 0.2"},"0.2332 0.52 0.2468","0.293 0.351 0.356","0.28 0.52 0.2","0.2332 0.52 0.2468","0.293 0.351 0.356"]
[{"$f":"CIV!AR64","v":""},14,{"$f":"CIV!AZ64","v":""},{"$f":"ADDRESS(ROW(CIV!BG64),COLUMN(CIV!BG64))","v":"$BG$64"},"","","",0,0,0,0,0,0,0,0,0,0,0,0,0,0,null,1,1,1,1,1,1,1,1,1,1,1,1,1,1,1,1,1,1,1,1,1,1,1,1,1,1,1,1,1,1,1,1,1,1,1,1,1,1,1]
[{"$f":"CIV!AR65","v":""},15,{"$f":"CIV!AZ65","v":""},{"$f":"ADDRESS(ROW(CIV!BG65),COLUMN(CIV!BG65))","v":"$BG$65"},"","","",0,0,0,0,0,0,0,0,0,0,0,0,0,0,null,{"$f":"W23&\" \"&W24&\" \"&W25","v":"0.52 0.2 0.248"},{"$f":"X23&\" \"&X24&\" \"&X25","v":"0.52 0.2468 0.23"},"0.351 0.356 0.298","0.52 0.2 0.248","0.52 0.2468 0.23","0.351 0.356 0.298","0.52 0.2 0.248","0.52 0.2468 0.23","0.351 0.356 0.298","0.52 0.2 0.248","0.52 0.2468 0.23","0.351 0.356 0.298","0.52 0.2 0.248","0.52 0.2468 0.23","0.351 0.356 0.298","0.52 0.2 0.248","0.52 0.2468 0.23","0.351 0.356 0.298","0.52 0.2 0.248","0.52 0.2468 0.23","0.351 0.356 0.298","0.52 0.2 0.248","0.52 0.2468 0.23","0.351 0.356 0.298","0.52 0.2 0.248","0.52 0.2468 0.23","0.351 0.356 0.298","0.52 0.2 0.248","0.52 0.2468 0.23","0.351 0.356 0.298",{"$f":"BA23&\" \"&BA24&\" \"&BA25","v":"0.52 0.2 0.248"},"0.52 0.2468 0.23","0.351 0.356 0.298",{"$f":"BD23&\" \"&BD24&\" \"&BD25","v":"0.52 0.2 0.248"},"0.52 0.2468 0.23","0.351 0.356 0.298","0.52 0.2 0.248","0.52 0.2468 0.23","0.351 0.356 0.298"]
[{"$f":"CIV!AR66","v":""},16,{"$f":"CIV!AZ66","v":""},{"$f":"ADDRESS(ROW(CIV!BG66),COLUMN(CIV!BG66))","v":"$BG$66"},"","","",0,0,0,0,0,0,0,0,0,0,0,0,0,0,null,1,1,1,1,1,1,1,1,1,1,1,1,1,1,1,1,1,1,1,1,1,1,1,1,1,1,1,1,1,1,1,1,1,1,1,1,1,1,1]
[{"$f":"CIV!AR67","v":""},17,{"$f":"CIV!AZ67","v":""},{"$f":"ADDRESS(ROW(CIV!BG67),COLUMN(CIV!BG67))","v":"$BG$67"},"","","",0,0,0,0,0,0,0,0,0,0,0,0,0,0,null,{"$f":"W25&\" \"&W26&\" \"&W27&\" \"&W28","v":"0.248 0.55 0.162 0.04"},{"$f":"X25&\" \"&X26&\" \"&X27&\" \"&X28","v":"0.23 0.47 0.23 0.07"},"0.298 0.365 0.252 0.085","0.248 0.55 0.162 0.04","0.23 0.47 0.23 0.07","0.298 0.365 0.252 0.085","0.248 0.55 0.162 0.04","0.23 0.47 0.23 0.07","0.298 0.365 0.252 0.085","0.248 0.55 0.162 0.04","0.23 0.47 0.23 0.07","0.298 0.365 0.252 0.085","0.248 0.55 0.162 0.04","0.23 0.47 0.23 0.07","0.298 0.365 0.252 0.085","0.248 0.55 0.162 0.04","0.23 0.47 0.23 0.07","0.298 0.365 0.252 0.085","0.248 0.55 0.162 0.04","0.23 0.47 0.23 0.07","0.298 0.365 0.252 0.085","0.248 0.55 0.162 0.04","0.23 0.47 0.23 0.07","0.298 0.365 0.252 0.085","0.248 0.55 0.162 0.04","0.23 0.47 0.23 0.07","0.298 0.365 0.252 0.085","0.248 0.55 0.162 0.04","0.23 0.47 0.23 0.07","0.298 0.365 0.252 0.085",{"$f":"BA25&\" \"&BA26&\" \"&BA27&\" \"&BA28","v":"0.248 0.55 0.162 0.04"},"0.23 0.47 0.23 0.07","0.298 0.365 0.252 0.085",{"$f":"BD25&\" \"&BD26&\" \"&BD27&\" \"&BD28","v":"0.248 0.55 0.162 0.04"},"0.23 0.47 0.23 0.07","0.298 0.365 0.252 0.085","0.248 0.55 0.162 0.04","0.23 0.47 0.23 0.07","0.298 0.365 0.252 0.085"]
[{"$f":"CIV!AR68","v":""},18,{"$f":"CIV!AZ68","v":""},{"$f":"ADDRESS(ROW(CIV!BG68),COLUMN(CIV!BG68))","v":"$BG$68"},"","","",0,0,0,0,0,0,0,0,0,0,0,0,0,0]
[{"$f":"CIV!AR69","v":""},19,{"$f":"CIV!AZ69","v":""},{"$f":"ADDRESS(ROW(CIV!BG69),COLUMN(CIV!BG69))","v":"$BG$69"},"","","",0,0,0,0,0,0,0,0,0,0,0,0,0,0]
[{"$f":"CIV!AR70","v":""},20,{"$f":"CIV!AZ70","v":""},{"$f":"ADDRESS(ROW(CIV!BG70),COLUMN(CIV!BG70))","v":"$BG$70"},"","","",0,0,0,0,0,0,0,0,{"$f":"$H38","v":0},0,0,0,0,0]
[{"$f":"CIV!AR71","v":""},21,{"$f":"CIV!AZ71","v":""},{"$f":"ADDRESS(ROW(CIV!BG71),COLUMN(CIV!BG71))","v":"$BG$71"},"","","",0,0,0,0,0,0,0,0,0,0,0,0,0,0]
[{"$f":"CIV!AR72","v":""},22,{"$f":"CIV!AZ72","v":""},{"$f":"ADDRESS(ROW(CIV!BG72),COLUMN(CIV!BG72))","v":"$BG$72"},"","","",0,0,0,0,0,0,0,0,0,0,0,0,0,0]
[{"$f":"CIV!AR73","v":""},23,{"$f":"CIV!AZ73","v":""},{"$f":"ADDRESS(ROW(CIV!BG73),COLUMN(CIV!BG73))","v":"$BG$73"},"","","",0,0,0,0,0,0,0,0,0,0,0,0,0,0]
[{"$f":"CIV!AR74","v":""},24,{"$f":"CIV!AZ74","v":""},{"$f":"ADDRESS(ROW(CIV!BG74),COLUMN(CIV!BG74))","v":"$BG$74"},"","","",0,0,0,0,0,0,0,0,0,0,0,0,0,0]
[{"$f":"CIV!AR75","v":""},25,{"$f":"CIV!AZ75","v":""},{"$f":"ADDRESS(ROW(CIV!BG75),COLUMN(CIV!BG75))","v":"$BG$75"},"","","",0,0,0,0,0,0,0,0,0,0,0,0,0,0]
[{"$f":"CIV!AR76","v":""},26,{"$f":"CIV!AZ76","v":""},{"$f":"ADDRESS(ROW(CIV!BG76),COLUMN(CIV!BG76))","v":"$BG$76"},"","","",0,0,0,0,0,0,0,0,0,0,0,0,0,0]
[{"$f":"CIV!AR77","v":""},27,{"$f":"CIV!AZ77","v":""},{"$f":"ADDRESS(ROW(CIV!BG77),COLUMN(CIV!BG77))","v":"$BG$77"},"","","",0,0,0,0,0,0,0,0,0,0,0,0,0,0]
[{"$f":"CIV!AR78","v":""},28,{"$f":"CIV!AZ78","v":""},{"$f":"ADDRESS(ROW(CIV!BG78),COLUMN(CIV!BG78))","v":"$BG$78"},"","","",0,0,0,0,0,0,0,0,0,0,0,0,0,0]
[{"$f":"CIV!AR79","v":""},29,{"$f":"CIV!AZ79","v":""},{"$f":"ADDRESS(ROW(CIV!BG79),COLUMN(CIV!BG79))","v":"$BG$79"},"","","",0,0,0,0,0,0,0,0,0,0,0,0,0,0]
[{"$f":"CIV!AR80","v":""},30,{"$f":"CIV!AZ80","v":""},{"$f":"ADDRESS(ROW(CIV!BG80),COLUMN(CIV!BG80))","v":"$BG$80"},"","","",0,0,0,0,0,0,0,0,0,0,0,0,0,0]
[{"$f":"CIV!AR81","v":""},31,{"$f":"CIV!AZ81","v":""},{"$f":"ADDRESS(ROW(CIV!BG81),COLUMN(CIV!BG81))","v":"$BG$81"},"","","",0,0,0,0,0,0,0,0,0,0,0,0,0,0]
[{"$f":"CIV!AR82","v":""},32,{"$f":"CIV!AZ82","v":""},{"$f":"ADDRESS(ROW(CIV!BG82),COLUMN(CIV!BG82))","v":"$BG$82"},"","","",0,0,0,0,0,0,0,0,0,0,0,0,0,0]
[{"$f":"CIV!AR83","v":""},33,{"$f":"CIV!AZ83","v":""},{"$f":"ADDRESS(ROW(CIV!BG83),COLUMN(CIV!BG83))","v":"$BG$83"},"","","",0,0,0,0,0,0,0,0,0,0,0,0,0,0]
[{"$f":"CIV!AR84","v":""},34,{"$f":"CIV!AZ84","v":""},{"$f":"ADDRESS(ROW(CIV!BG84),COLUMN(CIV!BG84))","v":"$BG$84"},"","","",0,0,0,0,0,0,0,0,0,0,0,0,0,0]
[{"$f":"CIV!AR85","v":""},35,{"$f":"CIV!AZ85","v":""},{"$f":"ADDRESS(ROW(CIV!BG85),COLUMN(CIV!BG85))","v":"$BG$85"},"","","",0,0,0,0,0,0,0,0,0,0,0,0,0,0]
[{"$f":"CIV!AR86","v":""},36,{"$f":"CIV!AZ86","v":""},{"$f":"ADDRESS(ROW(CIV!BG86),COLUMN(CIV!BG86))","v":"$BG$86"},"","","",0,0,0,0,0,0,0,0,0,0,0,0,0,0]
[{"$f":"CIV!AR87","v":""},37,{"$f":"CIV!AZ87","v":""},{"$f":"ADDRESS(ROW(CIV!BG87),COLUMN(CIV!BG87))","v":"$BG$87"},"","","",0,0,0,0,0,0,0,0,0,0,0,0,0,0]
[{"$f":"CIV!AR88","v":""},38,{"$f":"CIV!AZ88","v":""},{"$f":"ADDRESS(ROW(CIV!BG88),COLUMN(CIV!BG88))","v":"$BG$88"},"","","",0,0,0,0,0,0,0,0,0,0,0,0,0,0]
[{"$f":"CIV!AR89","v":""},39,{"$f":"CIV!AZ89","v":""},{"$f":"ADDRESS(ROW(CIV!BG89),COLUMN(CIV!BG89))","v":"$BG$89"},"","","",0,0,0,0,0,0,0,0,0,0,0,0,0,0]
[{"$f":"CIV!AR90","v":""},40,{"$f":"CIV!AZ90","v":""},{"$f":"ADDRESS(ROW(CIV!BG90),COLUMN(CIV!BG90))","v":"$BG$90"},"","","",0,0,0,0,0,0,0,0,0,0,0,0,0,0]
["Year Fractions"]
[{"$f":"A19","v":"s1d1b1"},1,{"$f":"CIV!AY51","v":0.10068493150684933},null,{"$f":"IF($B60>$B$6,\"\",ROUND(E19*SUMIF($A$13:$A$18,LEFT($A60,4),E$13:E$18)*SUMIF($A$10:$A$12,LEFT($A60,2),E$10:E$12),5))","v":0.10387},9.7229999999999997E-2,{"$f":"IF($B60>$B$6,\"\",ROUND(G19*SUMIF($A$13:$A$18,LEFT($A60,4),G$13:G$18)*SUMIF($A$10:$A$12,LEFT($A60,2),G$10:G$12),5))","v":9.7229999999999997E-2},null,{"$f":"IF($B60>$B$6,\"\",ROUND(I19*SUMIF($A$13:$A$18,LEFT($A60,4),I$13:I$18)*SUMIF($A$10:$A$12,LEFT($A60,2),I$10:I$12),5))","v":9.5560000000000006E-2},9.5560000000000006E-2,9.5560000000000006E-2,9.5560000000000006E-2,9.5560000000000006E-2,9.5560000000000006E-2,9.5560000000000006E-2,9.5560000000000006E-2,9.5560000000000006E-2,9.5560000000000006E-2,9.5560000000000006E-2,{"$f":"IF($B60>$B$6,\"\",ROUND(T19*SUMIF($A$13:$A$18,LEFT($A60,4),T$13:T$18)*SUMIF($A$10:$A$12,LEFT($A60,2),T$10:T$12),5))","v":9.5560000000000006E-2},9.5560000000000006E-2,0,0,0,null,null,null,null,null,null,null,null,null,null,null,null,null,null,null,null,null,null,null,null,null,null,null,null,null,null,null,null,null,null,null,null,null,null,null,null,null,null,null,null,null,null,null,{"$f":"IF($B60>$B$6,\"\",ROUND(BP19*SUMIF($A$13:$A$18,LEFT($A60,4),BP$13:BP$18)*SUMIF($A$10:$A$12,LEFT($A60,2),BP$10:BP$12),5))","v":9.3799999999999994E-2},7.8119999999999995E-2,9.8159999999999997E-2]
[{"$f":"A20","v":"s1d1b2"},2,{"$f":"CIV!AY52","v":0.17260273972602741},null,0.16014999999999999,0.16841999999999999,{"$f":"IF($B61>$B$6,\"\",ROUND(G20*SUMIF($A$13:$A$18,LEFT($A61,4),G$13:G$18)*SUMIF($A$10:$A$12,LEFT($A61,2),G$10:G$12),5))","v":0.16841999999999999},null,{"$f":"IF($B61>$B$6,\"\",ROUND(I20*SUMIF($A$13:$A$18,LEFT($A61,4),I$13:I$18)*SUMIF($A$10:$A$12,LEFT($A61,2),I$10:I$12),5))","v":0.17283999999999999},0.17283999999999999,0.17263999999999999,0.17263000000000001,0.17349999999999999,0.17297000000000001,0.17283999999999999,0.17283999999999999,0.17283999999999999,0.17283999999999999,0.17283999999999999,{"$f":"IF($B61>$B$6,\"\",ROUND(T20*SUMIF($A$13:$A$18,LEFT($A61,4),T$13:T$18)*SUMIF($A$10:$A$12,LEFT($A61,2),T$10:T$12),5))","v":0.17283999999999999},0.17283999999999999,0,0,0,null,null,null,null,null,null,null,null,null,null,null,null,null,null,null,null,null,null,null,null,null,null,null,null,null,null,null,null,null,null,null,null,null,null,null,null,null,null,null,null,null,null,null,{"$f":"IF($B61>$B$6,\"\",ROUND(BP20*SUMIF($A$13:$A$18,LEFT($A61,4),BP$13:BP$18)*SUMIF($A$10:$A$12,LEFT($A61,2),BP$10:BP$12),5))","v":0.17419999999999999},0.17419999999999999,0.11759]
["s1d1b3",3,{"$f":"CIV!AY53","v":7.1917808219178092E-2},null,8.8789999999999994E-2,8.1119999999999998E-2,{"$f":"IF($B62>$B$6,\"\",ROUND(G21*SUMIF($A$13:$A$18,LEFT($A62,4),G$13:G$18)*SUMIF($A$10:$A$12,LEFT($A62,2),G$10:G$12),5))","v":8.1119999999999998E-2},null,{"$f":"IF($B62>$B$6,\"\",ROUND(I21*SUMIF($A$13:$A$18,LEFT($A62,4),I$13:I$18)*SUMIF($A$10:$A$12,LEFT($A62,2),I$10:I$12),5))","v":8.1360000000000002E-2},8.0420000000000005E-2,8.3680000000000004E-2,8.3690000000000001E-2,7.424E-2,7.9719999999999999E-2,8.0110000000000001E-2,8.1360000000000002E-2,8.1360000000000002E-2,8.1049999999999997E-2,8.1049999999999997E-2,{"$f":"IF($B62>$B$6,\"\",ROUND(T21*SUMIF($A$13:$A$18,LEFT($A62,4),T$13:T$18)*SUMIF($A$10:$A$12,LEFT($A62,2),T$10:T$12),5))","v":8.1360000000000002E-2},8.1360000000000002E-2,0,0,0,null,null,null,null,null,null,null,null,null,null,null,null,null,null,null,null,null,null,null,null,null,null,null,null,null,null,null,null,null,null,null,null,null,null,null,null,null,null,null,null,null,null,null,{"$f":"IF($B62>$B$6,\"\",ROUND(BP21*SUMIF($A$13:$A$18,LEFT($A62,4),BP$13:BP$18)*SUMIF($A$10:$A$12,LEFT($A62,2),BP$10:BP$12),5))","v":6.7000000000000004E-2},8.2680000000000003E-2,0.11926]
["s2d1b1",4,{"$f":"CIV!AY54","v":9.7488584474885856E-2},null,9.2979999999999993E-2,8.8179999999999994E-2,{"$f":"IF($B63>$B$6,\"\",ROUND(G22*SUMIF($A$13:$A$18,LEFT($A63,4),G$13:G$18)*SUMIF($A$10:$A$12,LEFT($A63,2),G$10:G$12),5))","v":8.8179999999999994E-2},null,{"$f":"IF($B63>$B$6,\"\",ROUND(I22*SUMIF($A$13:$A$18,LEFT($A63,4),I$13:I$18)*SUMIF($A$10:$A$12,LEFT($A63,2),I$10:I$12),5))","v":9.2630000000000004E-2},9.2630000000000004E-2,9.2630000000000004E-2,9.2630000000000004E-2,9.2630000000000004E-2,9.2630000000000004E-2,9.2630000000000004E-2,9.2630000000000004E-2,9.2630000000000004E-2,9.2630000000000004E-2,9.2630000000000004E-2,{"$f":"IF($B63>$B$6,\"\",ROUND(T22*SUMIF($A$13:$A$18,LEFT($A63,4),T$13:T$18)*SUMIF($A$10:$A$12,LEFT($A63,2),T$10:T$12),5))","v":9.2630000000000004E-2},9.2630000000000004E-2,0,0,0,null,null,null,null,null,null,null,null,null,null,null,null,null,null,null,null,null,null,null,null,null,null,null,null,null,null,null,null,null,null,null,null,null,null,null,null,null,null,null,null,null,null,null,{"$f":"IF($B63>$B$6,\"\",ROUND(BP22*SUMIF($A$13:$A$18,LEFT($A63,4),BP$13:BP$18)*SUMIF($A$10:$A$12,LEFT($A63,2),BP$10:BP$12),5))","v":9.2119999999999994E-2},7.6719999999999997E-2,9.64E-2]
["s2d1b2",5,{"$f":"CIV!AY55","v":0.16712328767123288},null,0.14474000000000001,0.15511,{"$f":"IF($B64>$B$6,\"\",ROUND(G23*SUMIF($A$13:$A$18,LEFT($A64,4),G$13:G$18)*SUMIF($A$10:$A$12,LEFT($A64,2),G$10:G$12),5))","v":0.15511},null,{"$f":"IF($B64>$B$6,\"\",ROUND(I23*SUMIF($A$13:$A$18,LEFT($A64,4),I$13:I$18)*SUMIF($A$10:$A$12,LEFT($A64,2),I$10:I$12),5))","v":0.16975000000000001},0.16975000000000001,0.16955000000000001,0.16954,0.17039000000000001,0.16986999999999999,0.16975000000000001,0.16975000000000001,0.16975000000000001,0.16975000000000001,0.16975000000000001,{"$f":"IF($B64>$B$6,\"\",ROUND(T23*SUMIF($A$13:$A$18,LEFT($A64,4),T$13:T$18)*SUMIF($A$10:$A$12,LEFT($A64,2),T$10:T$12),5))","v":0.16975000000000001},0.16975000000000001,0,0,0,null,null,null,null,null,null,null,null,null,null,null,null,null,null,null,null,null,null,null,null,null,null,null,null,null,null,null,null,null,null,null,null,null,null,null,null,null,null,null,null,null,null,null,{"$f":"IF($B64>$B$6,\"\",ROUND(BP23*SUMIF($A$13:$A$18,LEFT($A64,4),BP$13:BP$18)*SUMIF($A$10:$A$12,LEFT($A64,2),BP$10:BP$12),5))","v":0.17108000000000001},0.17108000000000001,0.11548]
["s2d1b3",6,{"$f":"CIV!AY56","v":6.9634703196347042E-2},null,8.1299999999999997E-2,7.5850000000000001E-2,{"$f":"IF($B65>$B$6,\"\",ROUND(G24*SUMIF($A$13:$A$18,LEFT($A65,4),G$13:G$18)*SUMIF($A$10:$A$12,LEFT($A65,2),G$10:G$12),5))","v":7.5850000000000001E-2},null,{"$f":"IF($B65>$B$6,\"\",ROUND(I24*SUMIF($A$13:$A$18,LEFT($A65,4),I$13:I$18)*SUMIF($A$10:$A$12,LEFT($A65,2),I$10:I$12),5))","v":7.9899999999999999E-2},7.8979999999999995E-2,8.2180000000000003E-2,8.2189999999999999E-2,7.2910000000000003E-2,7.8299999999999995E-2,7.8670000000000004E-2,7.9899999999999999E-2,7.9899999999999999E-2,7.9600000000000004E-2,7.9600000000000004E-2,{"$f":"IF($B65>$B$6,\"\",ROUND(T24*SUMIF($A$13:$A$18,LEFT($A65,4),T$13:T$18)*SUMIF($A$10:$A$12,LEFT($A65,2),T$10:T$12),5))","v":7.9899999999999999E-2},7.9899999999999999E-2,0,0,0,null,null,null,null,null,null,null,null,null,null,null,null,null,null,null,null,null,null,null,null,null,null,null,null,null,null,null,null,null,null,null,null,null,null,null,null,null,null,null,null,null,null,null,{"$f":"IF($B65>$B$6,\"\",ROUND(BP24*SUMIF($A$13:$A$18,LEFT($A65,4),BP$13:BP$18)*SUMIF($A$10:$A$12,LEFT($A65,2),BP$10:BP$12),5))","v":6.5799999999999997E-2},8.1199999999999994E-2,0.11712]
["s3d1b1",7,{"$f":"CIV!AY57","v":9.3493150684931511E-2},null,9.5630000000000007E-2,9.2340000000000005E-2,{"$f":"IF($B66>$B$6,\"\",ROUND(G25*SUMIF($A$13:$A$18,LEFT($A66,4),G$13:G$18)*SUMIF($A$10:$A$12,LEFT($A66,2),G$10:G$12),5))","v":9.2340000000000005E-2},null,{"$f":"IF($B66>$B$6,\"\",ROUND(I25*SUMIF($A$13:$A$18,LEFT($A66,4),I$13:I$18)*SUMIF($A$10:$A$12,LEFT($A66,2),I$10:I$12),5))","v":9.4619999999999996E-2},9.4619999999999996E-2,9.4619999999999996E-2,9.4619999999999996E-2,9.4619999999999996E-2,9.4619999999999996E-2,9.4619999999999996E-2,9.4619999999999996E-2,9.4619999999999996E-2,9.4619999999999996E-2,9.4619999999999996E-2,{"$f":"IF($B66>$B$6,\"\",ROUND(T25*SUMIF($A$13:$A$18,LEFT($A66,4),T$13:T$18)*SUMIF($A$10:$A$12,LEFT($A66,2),T$10:T$12),5))","v":9.4619999999999996E-2},9.4619999999999996E-2,0,0,0,null,null,null,null,null,null,null,null,null,null,null,null,null,null,null,null,null,null,null,null,null,null,null,null,null,null,null,null,null,null,null,null,null,null,null,null,null,null,null,null,null,null,null,{"$f":"IF($B66>$B$6,\"\",ROUND(BP25*SUMIF($A$13:$A$18,LEFT($A66,4),BP$13:BP$18)*SUMIF($A$10:$A$12,LEFT($A66,2),BP$10:BP$12),5))","v":8.3330000000000001E-2},7.7280000000000001E-2,0.10013]
["s3d1b2",8,{"$f":"CIV!AY58","v":0.16027397260273973},null,0.14829999999999999,0.16138,{"$f":"IF($B67>$B$6,\"\",ROUND(G26*SUMIF($A$13:$A$18,LEFT($A67,4),G$13:G$18)*SUMIF($A$10:$A$12,LEFT($A67,2),G$10:G$12),5))","v":0.16138},null,{"$f":"IF($B67>$B$6,\"\",ROUND(I26*SUMIF($A$13:$A$18,LEFT($A67,4),I$13:I$18)*SUMIF($A$10:$A$12,LEFT($A67,2),I$10:I$12),5))","v":0.16084000000000001},0.16245000000000001,0.15695000000000001,0.15694,0.17272999999999999,0.16358,0.16299,0.16084000000000001,0.16084000000000001,0.16137000000000001,0.16137000000000001,{"$f":"IF($B67>$B$6,\"\",ROUND(T26*SUMIF($A$13:$A$18,LEFT($A67,4),T$13:T$18)*SUMIF($A$10:$A$12,LEFT($A67,2),T$10:T$12),5))","v":0.16084000000000001},0.16084000000000001,0,0,0,null,null,null,null,null,null,null,null,null,null,null,null,null,null,null,null,null,null,null,null,null,null,null,null,null,null,null,null,null,null,null,null,null,null,null,null,null,null,null,null,null,null,null,{"$f":"IF($B67>$B$6,\"\",ROUND(BP26*SUMIF($A$13:$A$18,LEFT($A67,4),BP$13:BP$18)*SUMIF($A$10:$A$12,LEFT($A67,2),BP$10:BP$12),5))","v":0.18479999999999999},0.15792,0.12264]
["s3d1b3",9,{"$f":"CIV!AY59","v":5.3424657534246578E-2},null,6.5790000000000001E-2,6.2239999999999997E-2,{"$f":"IF($B68>$B$6,\"\",ROUND(G27*SUMIF($A$13:$A$18,LEFT($A68,4),G$13:G$18)*SUMIF($A$10:$A$12,LEFT($A68,2),G$10:G$12),5))","v":6.2239999999999997E-2},null,{"$f":"IF($B68>$B$6,\"\",ROUND(I27*SUMIF($A$13:$A$18,LEFT($A68,4),I$13:I$18)*SUMIF($A$10:$A$12,LEFT($A68,2),I$10:I$12),5))","v":7.4260000000000007E-2},7.2889999999999996E-2,7.7479999999999993E-2,7.7490000000000003E-2,6.4409999999999995E-2,7.1980000000000002E-2,7.2429999999999994E-2,7.4260000000000007E-2,7.4260000000000007E-2,7.3800000000000004E-2,7.3800000000000004E-2,{"$f":"IF($B68>$B$6,\"\",ROUND(T27*SUMIF($A$13:$A$18,LEFT($A68,4),T$13:T$18)*SUMIF($A$10:$A$12,LEFT($A68,2),T$10:T$12),5))","v":7.4260000000000007E-2},7.4260000000000007E-2,0,0,0,null,null,null,null,null,null,null,null,null,null,null,null,null,null,null,null,null,null,null,null,null,null,null,null,null,null,null,null,null,null,null,null,null,null,null,null,null,null,null,null,null,null,null,{"$f":"IF($B68>$B$6,\"\",ROUND(BP27*SUMIF($A$13:$A$18,LEFT($A68,4),BP$13:BP$18)*SUMIF($A$10:$A$12,LEFT($A68,2),BP$10:BP$12),5))","v":5.4429999999999999E-2},7.7280000000000001E-2,8.4669999999999995E-2]
["s3d1b4",10,{"$f":"CIV!AY60","v":1.3356164383561644E-2},null,1.8450000000000001E-2,1.814E-2,{"$f":"IF($B69>$B$6,\"\",ROUND(G28*SUMIF($A$13:$A$18,LEFT($A69,4),G$13:G$18)*SUMIF($A$10:$A$12,LEFT($A69,2),G$10:G$12),5))","v":1.814E-2},null,{"$f":"IF($B69>$B$6,\"\",ROUND(I28*SUMIF($A$13:$A$18,LEFT($A69,4),I$13:I$18)*SUMIF($A$10:$A$12,LEFT($A69,2),I$10:I$12),5))","v":2.223E-2},2.162E-2,2.366E-2,2.366E-2,1.7860000000000001E-2,2.1219999999999999E-2,2.1420000000000002E-2,2.223E-2,2.223E-2,2.2030000000000001E-2,2.2030000000000001E-2,{"$f":"IF($B69>$B$6,\"\",ROUND(T28*SUMIF($A$13:$A$18,LEFT($A69,4),T$13:T$18)*SUMIF($A$10:$A$12,LEFT($A69,2),T$10:T$12),5))","v":2.223E-2},2.223E-2,0,0,0,null,null,null,null,null,null,null,null,null,null,null,null,null,null,null,null,null,null,null,null,null,null,null,null,null,null,null,null,null,null,null,null,null,null,null,null,null,null,null,null,null,null,null,{"$f":"IF($B69>$B$6,\"\",ROUND(BP28*SUMIF($A$13:$A$18,LEFT($A69,4),BP$13:BP$18)*SUMIF($A$10:$A$12,LEFT($A69,2),BP$10:BP$12),5))","v":1.3440000000000001E-2},2.3519999999999999E-2,2.8559999999999999E-2]
["",11,{"$f":"CIV!AY61","v":""},null,"","",{"$f":"IF($B70>$B$6,\"\",ROUND(G29*SUMIF($A$13:$A$18,LEFT($A70,4),G$13:G$18)*SUMIF($A$10:$A$12,LEFT($A70,2),G$10:G$12),5))","v":""},null,{"$f":"IF($B70>$B$6,\"\",ROUND(I29*SUMIF($A$13:$A$18,LEFT($A70,4),I$13:I$18)*SUMIF($A$10:$A$12,LEFT($A70,2),I$10:I$12),5))","v":""},"","","","","","","","","","",{"$f":"IF($B70>$B$6,\"\",ROUND(T29*SUMIF($A$13:$A$18,LEFT($A70,4),T$13:T$18)*SUMIF($A$10:$A$12,LEFT($A70,2),T$10:T$12),5))","v":""},"","","",""]
["",12,{"$f":"CIV!AY62","v":""},null,"","",{"$f":"IF($B71>$B$6,\"\",ROUND(G30*SUMIF($A$13:$A$18,LEFT($A71,4),G$13:G$18)*SUMIF($A$10:$A$12,LEFT($A71,2),G$10:G$12),5))","v":""},null,{"$f":"IF($B71>$B$6,\"\",ROUND(I30*SUMIF($A$13:$A$18,LEFT($A71,4),I$13:I$18)*SUMIF($A$10:$A$12,LEFT($A71,2),I$10:I$12),5))","v":""},"","","","","","","","","","",{"$f":"IF($B71>$B$6,\"\",ROUND(T30*SUMIF($A$13:$A$18,LEFT($A71,4),T$13:T$18)*SUMIF($A$10:$A$12,LEFT($A71,2),T$10:T$12),5))","v":""},"","","",""]
["",13,{"$f":"CIV!AY63","v":""},null,"","",{"$f":"IF($B72>$B$6,\"\",ROUND(G31*SUMIF($A$13:$A$18,LEFT($A72,4),G$13:G$18)*SUMIF($A$10:$A$12,LEFT($A72,2),G$10:G$12),5))","v":""},null,{"$f":"IF($B72>$B$6,\"\",ROUND(I31*SUMIF($A$13:$A$18,LEFT($A72,4),I$13:I$18)*SUMIF($A$10:$A$12,LEFT($A72,2),I$10:I$12),5))","v":""},"","","","","","","","","","",{"$f":"IF($B72>$B$6,\"\",ROUND(T31*SUMIF($A$13:$A$18,LEFT($A72,4),T$13:T$18)*SUMIF($A$10:$A$12,LEFT($A72,2),T$10:T$12),5))","v":""},"","","",""]
["",14,{"$f":"CIV!AY64","v":""},null,"","",{"$f":"IF($B73>$B$6,\"\",ROUND(G32*SUMIF($A$13:$A$18,LEFT($A73,4),G$13:G$18)*SUMIF($A$10:$A$12,LEFT($A73,2),G$10:G$12),5))","v":""},null,{"$f":"IF($B73>$B$6,\"\",ROUND(I32*SUMIF($A$13:$A$18,LEFT($A73,4),I$13:I$18)*SUMIF($A$10:$A$12,LEFT($A73,2),I$10:I$12),5))","v":""},"","","","","","","","","","",{"$f":"IF($B73>$B$6,\"\",ROUND(T32*SUMIF($A$13:$A$18,LEFT($A73,4),T$13:T$18)*SUMIF($A$10:$A$12,LEFT($A73,2),T$10:T$12),5))","v":""},"","","",""]
["",15,{"$f":"CIV!AY65","v":""},null,"","",{"$f":"IF($B74>$B$6,\"\",ROUND(G33*SUMIF($A$13:$A$18,LEFT($A74,4),G$13:G$18)*SUMIF($A$10:$A$12,LEFT($A74,2),G$10:G$12),5))","v":""},null,{"$f":"IF($B74>$B$6,\"\",ROUND(I33*SUMIF($A$13:$A$18,LEFT($A74,4),I$13:I$18)*SUMIF($A$10:$A$12,LEFT($A74,2),I$10:I$12),5))","v":""},"","","","","","","","","","",{"$f":"IF($B74>$B$6,\"\",ROUND(T33*SUMIF($A$13:$A$18,LEFT($A74,4),T$13:T$18)*SUMIF($A$10:$A$12,LEFT($A74,2),T$10:T$12),5))","v":""},"","","",""]
["",16,{"$f":"CIV!AY66","v":""},null,"","",{"$f":"IF($B75>$B$6,\"\",ROUND(G34*SUMIF($A$13:$A$18,LEFT($A75,4),G$13:G$18)*SUMIF($A$10:$A$12,LEFT($A75,2),G$10:G$12),5))","v":""},null,{"$f":"IF($B75>$B$6,\"\",ROUND(I34*SUMIF($A$13:$A$18,LEFT($A75,4),I$13:I$18)*SUMIF($A$10:$A$12,LEFT($A75,2),I$10:I$12),5))","v":""},"","","","","","","","","","",{"$f":"IF($B75>$B$6,\"\",ROUND(T34*SUMIF($A$13:$A$18,LEFT($A75,4),T$13:T$18)*SUMIF($A$10:$A$12,LEFT($A75,2),T$10:T$12),5))","v":""},"","","",""]
["",17,{"$f":"CIV!AY67","v":""},null,"","",{"$f":"IF($B76>$B$6,\"\",ROUND(G35*SUMIF($A$13:$A$18,LEFT($A76,4),G$13:G$18)*SUMIF($A$10:$A$12,LEFT($A76,2),G$10:G$12),5))","v":""},null,{"$f":"IF($B76>$B$6,\"\",ROUND(I35*SUMIF($A$13:$A$18,LEFT($A76,4),I$13:I$18)*SUMIF($A$10:$A$12,LEFT($A76,2),I$10:I$12),5))","v":""},"","","","","","","","","","",{"$f":"IF($B76>$B$6,\"\",ROUND(T35*SUMIF($A$13:$A$18,LEFT($A76,4),T$13:T$18)*SUMIF($A$10:$A$12,LEFT($A76,2),T$10:T$12),5))","v":""},"","","",""]
["",18,{"$f":"CIV!AY68","v":""},null,"","",{"$f":"IF($B77>$B$6,\"\",ROUND(G36*SUMIF($A$13:$A$18,LEFT($A77,4),G$13:G$18)*SUMIF($A$10:$A$12,LEFT($A77,2),G$10:G$12),5))","v":""},null,{"$f":"IF($B77>$B$6,\"\",ROUND(I36*SUMIF($A$13:$A$18,LEFT($A77,4),I$13:I$18)*SUMIF($A$10:$A$12,LEFT($A77,2),I$10:I$12),5))","v":""},"","","","","","","","","","",{"$f":"IF($B77>$B$6,\"\",ROUND(T36*SUMIF($A$13:$A$18,LEFT($A77,4),T$13:T$18)*SUMIF($A$10:$A$12,LEFT($A77,2),T$10:T$12),5))","v":""},"","","",""]
["",19,{"$f":"CIV!AY69","v":""},null,"","",{"$f":"IF($B78>$B$6,\"\",ROUND(G37*SUMIF($A$13:$A$18,LEFT($A78,4),G$13:G$18)*SUMIF($A$10:$A$12,LEFT($A78,2),G$10:G$12),5))","v":""},null,{"$f":"IF($B78>$B$6,\"\",ROUND(I37*SUMIF($A$13:$A$18,LEFT($A78,4),I$13:I$18)*SUMIF($A$10:$A$12,LEFT($A78,2),I$10:I$12),5))","v":""},"","","","","","","","","","",{"$f":"IF($B78>$B$6,\"\",ROUND(T37*SUMIF($A$13:$A$18,LEFT($A78,4),T$13:T$18)*SUMIF($A$10:$A$12,LEFT($A78,2),T$10:T$12),5))","v":""},"","","",""]
["",20,{"$f":"CIV!AY70","v":""},null,"","",{"$f":"IF($B79>$B$6,\"\",ROUND(G38*SUMIF($A$13:$A$18,LEFT($A79,4),G$13:G$18)*SUMIF($A$10:$A$12,LEFT($A79,2),G$10:G$12),5))","v":""},null,{"$f":"IF($B79>$B$6,\"\",ROUND(I38*SUMIF($A$13:$A$18,LEFT($A79,4),I$13:I$18)*SUMIF($A$10:$A$12,LEFT($A79,2),I$10:I$12),5))","v":""},"","","","","","","","","","",{"$f":"IF($B79>$B$6,\"\",ROUND(T38*SUMIF($A$13:$A$18,LEFT($A79,4),T$13:T$18)*SUMIF($A$10:$A$12,LEFT($A79,2),T$10:T$12),5))","v":""},"","","",""]
["",21,{"$f":"CIV!AY71","v":""},null,{"$f":"IF($B80>$B$6,\"\",ROUND(E39*SUMIF($A$13:$A$18,LEFT($A80,4),E$13:E$18)*SUMIF($A$10:$A$12,LEFT($A80,2),E$10:E$12),5))","v":""},"",{"$f":"IF($B80>$B$6,\"\",ROUND(G39*SUMIF($A$13:$A$18,LEFT($A80,4),G$13:G$18)*SUMIF($A$10:$A$12,LEFT($A80,2),G$10:G$12),5))","v":""},null,{"$f":"IF($B80>$B$6,\"\",ROUND(I39*SUMIF($A$13:$A$18,LEFT($A80,4),I$13:I$18)*SUMIF($A$10:$A$12,LEFT($A80,2),I$10:I$12),5))","v":""},"","","","","","","","","","",{"$f":"IF($B80>$B$6,\"\",ROUND(T39*SUMIF($A$13:$A$18,LEFT($A80,4),T$13:T$18)*SUMIF($A$10:$A$12,LEFT($A80,2),T$10:T$12),5))","v":""},"","","",""]
["",22,{"$f":"CIV!AY72","v":""},null,"","",{"$f":"IF($B81>$B$6,\"\",ROUND(G40*SUMIF($A$13:$A$18,LEFT($A81,4),G$13:G$18)*SUMIF($A$10:$A$12,LEFT($A81,2),G$10:G$12),5))","v":""},null,{"$f":"IF($B81>$B$6,\"\",ROUND(I40*SUMIF($A$13:$A$18,LEFT($A81,4),I$13:I$18)*SUMIF($A$10:$A$12,LEFT($A81,2),I$10:I$12),5))","v":""},"","","","","","","","","","",{"$f":"IF($B81>$B$6,\"\",ROUND(T40*SUMIF($A$13:$A$18,LEFT($A81,4),T$13:T$18)*SUMIF($A$10:$A$12,LEFT($A81,2),T$10:T$12),5))","v":""},"","","",""]
["",23,{"$f":"CIV!AY73","v":""},null,"","",{"$f":"IF($B82>$B$6,\"\",ROUND(G41*SUMIF($A$13:$A$18,LEFT($A82,4),G$13:G$18)*SUMIF($A$10:$A$12,LEFT($A82,2),G$10:G$12),5))","v":""},null,{"$f":"IF($B82>$B$6,\"\",ROUND(I41*SUMIF($A$13:$A$18,LEFT($A82,4),I$13:I$18)*SUMIF($A$10:$A$12,LEFT($A82,2),I$10:I$12),5))","v":""},"","","","","","","","","","",{"$f":"IF($B82>$B$6,\"\",ROUND(T41*SUMIF($A$13:$A$18,LEFT($A82,4),T$13:T$18)*SUMIF($A$10:$A$12,LEFT($A82,2),T$10:T$12),5))","v":""},"","","",""]
["",24,{"$f":"CIV!AY74","v":""},null,"","",{"$f":"IF($B83>$B$6,\"\",ROUND(G42*SUMIF($A$13:$A$18,LEFT($A83,4),G$13:G$18)*SUMIF($A$10:$A$12,LEFT($A83,2),G$10:G$12),5))","v":""},null,{"$f":"IF($B83>$B$6,\"\",ROUND(I42*SUMIF($A$13:$A$18,LEFT($A83,4),I$13:I$18)*SUMIF($A$10:$A$12,LEFT($A83,2),I$10:I$12),5))","v":""},"","","","","","","","","","",{"$f":"IF($B83>$B$6,\"\",ROUND(T42*SUMIF($A$13:$A$18,LEFT($A83,4),T$13:T$18)*SUMIF($A$10:$A$12,LEFT($A83,2),T$10:T$12),5))","v":""},"","","",""]
["",25,{"$f":"CIV!AY75","v":""},null,"","",{"$f":"IF($B84>$B$6,\"\",ROUND(G43*SUMIF($A$13:$A$18,LEFT($A84,4),G$13:G$18)*SUMIF($A$10:$A$12,LEFT($A84,2),G$10:G$12),5))","v":""},null,{"$f":"IF($B84>$B$6,\"\",ROUND(I43*SUMIF($A$13:$A$18,LEFT($A84,4),I$13:I$18)*SUMIF($A$10:$A$12,LEFT($A84,2),I$10:I$12),5))","v":""},"","","","","","","","","","",{"$f":"IF($B84>$B$6,\"\",ROUND(T43*SUMIF($A$13:$A$18,LEFT($A84,4),T$13:T$18)*SUMIF($A$10:$A$12,LEFT($A84,2),T$10:T$12),5))","v":""},"","","",""]
["",{"$f":"B84+1","v":26},{"$f":"CIV!AY76","v":""},null,"","",{"$f":"IF($B85>$B$6,\"\",ROUND(G44*SUMIF($A$13:$A$18,LEFT($A85,4),G$13:G$18)*SUMIF($A$10:$A$12,LEFT($A85,2),G$10:G$12),5))","v":""},null,{"$f":"IF($B85>$B$6,\"\",ROUND(I44*SUMIF($A$13:$A$18,LEFT($A85,4),I$13:I$18)*SUMIF($A$10:$A$12,LEFT($A85,2),I$10:I$12),5))","v":""},"","","","","","","","","","",{"$f":"IF($B85>$B$6,\"\",ROUND(T44*SUMIF($A$13:$A$18,LEFT($A85,4),T$13:T$18)*SUMIF($A$10:$A$12,LEFT($A85,2),T$10:T$12),5))","v":""},"","","",""]
["",27,{"$f":"CIV!AY77","v":""},null,"","",{"$f":"IF($B86>$B$6,\"\",ROUND(G45*SUMIF($A$13:$A$18,LEFT($A86,4),G$13:G$18)*SUMIF($A$10:$A$12,LEFT($A86,2),G$10:G$12),5))","v":""},null,{"$f":"IF($B86>$B$6,\"\",ROUND(I45*SUMIF($A$13:$A$18,LEFT($A86,4),I$13:I$18)*SUMIF($A$10:$A$12,LEFT($A86,2),I$10:I$12),5))","v":""},"","","","","","","","","","",{"$f":"IF($B86>$B$6,\"\",ROUND(T45*SUMIF($A$13:$A$18,LEFT($A86,4),T$13:T$18)*SUMIF($A$10:$A$12,LEFT($A86,2),T$10:T$12),5))","v":""},"","","",""]
["",28,{"$f":"CIV!AY78","v":""},null,"","",{"$f":"IF($B87>$B$6,\"\",ROUND(G46*SUMIF($A$13:$A$18,LEFT($A87,4),G$13:G$18)*SUMIF($A$10:$A$12,LEFT($A87,2),G$10:G$12),5))","v":""},null,{"$f":"IF($B87>$B$6,\"\",ROUND(I46*SUMIF($A$13:$A$18,LEFT($A87,4),I$13:I$18)*SUMIF($A$10:$A$12,LEFT($A87,2),I$10:I$12),5))","v":""},"","","","","","","","","","",{"$f":"IF($B87>$B$6,\"\",ROUND(T46*SUMIF($A$13:$A$18,LEFT($A87,4),T$13:T$18)*SUMIF($A$10:$A$12,LEFT($A87,2),T$10:T$12),5))","v":""},"","","",""]
["",29,{"$f":"CIV!AY79","v":""},null,"","",{"$f":"IF($B88>$B$6,\"\",ROUND(G47*SUMIF($A$13:$A$18,LEFT($A88,4),G$13:G$18)*SUMIF($A$10:$A$12,LEFT($A88,2),G$10:G$12),5))","v":""},null,{"$f":"IF($B88>$B$6,\"\",ROUND(I47*SUMIF($A$13:$A$18,LEFT($A88,4),I$13:I$18)*SUMIF($A$10:$A$12,LEFT($A88,2),I$10:I$12),5))","v":""},"","","","","","","","","","",{"$f":"IF($B88>$B$6,\"\",ROUND(T47*SUMIF($A$13:$A$18,LEFT($A88,4),T$13:T$18)*SUMIF($A$10:$A$12,LEFT($A88,2),T$10:T$12),5))","v":""},"","","",""]
["",30,{"$f":"CIV!AY80","v":""},null,"","",{"$f":"IF($B89>$B$6,\"\",ROUND(G48*SUMIF($A$13:$A$18,LEFT($A89,4),G$13:G$18)*SUMIF($A$10:$A$12,LEFT($A89,2),G$10:G$12),5))","v":""},null,{"$f":"IF($B89>$B$6,\"\",ROUND(I48*SUMIF($A$13:$A$18,LEFT($A89,4),I$13:I$18)*SUMIF($A$10:$A$12,LEFT($A89,2),I$10:I$12),5))","v":""},"","","","","","","","","","",{"$f":"IF($B89>$B$6,\"\",ROUND(T48*SUMIF($A$13:$A$18,LEFT($A89,4),T$13:T$18)*SUMIF($A$10:$A$12,LEFT($A89,2),T$10:T$12),5))","v":""},"","","",""]
["",31,{"$f":"CIV!AY81","v":""},null,"","",{"$f":"IF($B90>$B$6,\"\",ROUND(G49*SUMIF($A$13:$A$18,LEFT($A90,4),G$13:G$18)*SUMIF($A$10:$A$12,LEFT($A90,2),G$10:G$12),5))","v":""},null,{"$f":"IF($B90>$B$6,\"\",ROUND(I49*SUMIF($A$13:$A$18,LEFT($A90,4),I$13:I$18)*SUMIF($A$10:$A$12,LEFT($A90,2),I$10:I$12),5))","v":""},"","","","","","","","","","",{"$f":"IF($B90>$B$6,\"\",ROUND(T49*SUMIF($A$13:$A$18,LEFT($A90,4),T$13:T$18)*SUMIF($A$10:$A$12,LEFT($A90,2),T$10:T$12),5))","v":""},"","","",""]
["",32,{"$f":"CIV!AY82","v":""},null,"","",{"$f":"IF($B91>$B$6,\"\",ROUND(G50*SUMIF($A$13:$A$18,LEFT($A91,4),G$13:G$18)*SUMIF($A$10:$A$12,LEFT($A91,2),G$10:G$12),5))","v":""},null,{"$f":"IF($B91>$B$6,\"\",ROUND(I50*SUMIF($A$13:$A$18,LEFT($A91,4),I$13:I$18)*SUMIF($A$10:$A$12,LEFT($A91,2),I$10:I$12),5))","v":""},"","","","","","","","","","",{"$f":"IF($B91>$B$6,\"\",ROUND(T50*SUMIF($A$13:$A$18,LEFT($A91,4),T$13:T$18)*SUMIF($A$10:$A$12,LEFT($A91,2),T$10:T$12),5))","v":""},"","","",""]
["",33,{"$f":"CIV!AY83","v":""},null,"","",{"$f":"IF($B92>$B$6,\"\",ROUND(G51*SUMIF($A$13:$A$18,LEFT($A92,4),G$13:G$18)*SUMIF($A$10:$A$12,LEFT($A92,2),G$10:G$12),5))","v":""},null,{"$f":"IF($B92>$B$6,\"\",ROUND(I51*SUMIF($A$13:$A$18,LEFT($A92,4),I$13:I$18)*SUMIF($A$10:$A$12,LEFT($A92,2),I$10:I$12),5))","v":""},"","","","","","","","","","",{"$f":"IF($B92>$B$6,\"\",ROUND(T51*SUMIF($A$13:$A$18,LEFT($A92,4),T$13:T$18)*SUMIF($A$10:$A$12,LEFT($A92,2),T$10:T$12),5))","v":""},"","","",""]
["",34,{"$f":"CIV!AY84","v":""},null,"","",{"$f":"IF($B93>$B$6,\"\",ROUND(G52*SUMIF($A$13:$A$18,LEFT($A93,4),G$13:G$18)*SUMIF($A$10:$A$12,LEFT($A93,2),G$10:G$12),5))","v":""},null,{"$f":"IF($B93>$B$6,\"\",ROUND(I52*SUMIF($A$13:$A$18,LEFT($A93,4),I$13:I$18)*SUMIF($A$10:$A$12,LEFT($A93,2),I$10:I$12),5))","v":""},"","","","","","","","","","",{"$f":"IF($B93>$B$6,\"\",ROUND(T52*SUMIF($A$13:$A$18,LEFT($A93,4),T$13:T$18)*SUMIF($A$10:$A$12,LEFT($A93,2),T$10:T$12),5))","v":""},"","","",""]
["",35,{"$f":"CIV!AY85","v":""},null,"","",{"$f":"IF($B94>$B$6,\"\",ROUND(G53*SUMIF($A$13:$A$18,LEFT($A94,4),G$13:G$18)*SUMIF($A$10:$A$12,LEFT($A94,2),G$10:G$12),5))","v":""},null,{"$f":"IF($B94>$B$6,\"\",ROUND(I53*SUMIF($A$13:$A$18,LEFT($A94,4),I$13:I$18)*SUMIF($A$10:$A$12,LEFT($A94,2),I$10:I$12),5))","v":""},"","","","","","","","","","",{"$f":"IF($B94>$B$6,\"\",ROUND(T53*SUMIF($A$13:$A$18,LEFT($A94,4),T$13:T$18)*SUMIF($A$10:$A$12,LEFT($A94,2),T$10:T$12),5))","v":""},"","","",""]
["",36,{"$f":"CIV!AY86","v":""},null,"","",{"$f":"IF($B95>$B$6,\"\",ROUND(G54*SUMIF($A$13:$A$18,LEFT($A95,4),G$13:G$18)*SUMIF($A$10:$A$12,LEFT($A95,2),G$10:G$12),5))","v":""},null,{"$f":"IF($B95>$B$6,\"\",ROUND(I54*SUMIF($A$13:$A$18,LEFT($A95,4),I$13:I$18)*SUMIF($A$10:$A$12,LEFT($A95,2),I$10:I$12),5))","v":""},"","","","","","","","","","",{"$f":"IF($B95>$B$6,\"\",ROUND(T54*SUMIF($A$13:$A$18,LEFT($A95,4),T$13:T$18)*SUMIF($A$10:$A$12,LEFT($A95,2),T$10:T$12),5))","v":""},"","","",""]
["",37,{"$f":"CIV!AY87","v":""},null,"","",{"$f":"IF($B96>$B$6,\"\",ROUND(G55*SUMIF($A$13:$A$18,LEFT($A96,4),G$13:G$18)*SUMIF($A$10:$A$12,LEFT($A96,2),G$10:G$12),5))","v":""},null,{"$f":"IF($B96>$B$6,\"\",ROUND(I55*SUMIF($A$13:$A$18,LEFT($A96,4),I$13:I$18)*SUMIF($A$10:$A$12,LEFT($A96,2),I$10:I$12),5))","v":""},"","","","","","","","","","",{"$f":"IF($B96>$B$6,\"\",ROUND(T55*SUMIF($A$13:$A$18,LEFT($A96,4),T$13:T$18)*SUMIF($A$10:$A$12,LEFT($A96,2),T$10:T$12),5))","v":""},"","","",""]
["",38,{"$f":"CIV!AY88","v":""},null,"","",{"$f":"IF($B97>$B$6,\"\",ROUND(G56*SUMIF($A$13:$A$18,LEFT($A97,4),G$13:G$18)*SUMIF($A$10:$A$12,LEFT($A97,2),G$10:G$12),5))","v":""},null,{"$f":"IF($B97>$B$6,\"\",ROUND(I56*SUMIF($A$13:$A$18,LEFT($A97,4),I$13:I$18)*SUMIF($A$10:$A$12,LEFT($A97,2),I$10:I$12),5))","v":""},"","","","","","","","","","",{"$f":"IF($B97>$B$6,\"\",ROUND(T56*SUMIF($A$13:$A$18,LEFT($A97,4),T$13:T$18)*SUMIF($A$10:$A$12,LEFT($A97,2),T$10:T$12),5))","v":""},"","","",""]
["",39,{"$f":"CIV!AY89","v":""},null,"","",{"$f":"IF($B98>$B$6,\"\",ROUND(G57*SUMIF($A$13:$A$18,LEFT($A98,4),G$13:G$18)*SUMIF($A$10:$A$12,LEFT($A98,2),G$10:G$12),5))","v":""},null,{"$f":"IF($B98>$B$6,\"\",ROUND(I57*SUMIF($A$13:$A$18,LEFT($A98,4),I$13:I$18)*SUMIF($A$10:$A$12,LEFT($A98,2),I$10:I$12),5))","v":""},"","","","","","","","","","",{"$f":"IF($B98>$B$6,\"\",ROUND(T57*SUMIF($A$13:$A$18,LEFT($A98,4),T$13:T$18)*SUMIF($A$10:$A$12,LEFT($A98,2),T$10:T$12),5))","v":""},"","","",""]
["",40,{"$f":"CIV!AY90","v":""},null,"","",{"$f":"IF($B99>$B$6,\"\",ROUND(G58*SUMIF($A$13:$A$18,LEFT($A99,4),G$13:G$18)*SUMIF($A$10:$A$12,LEFT($A99,2),G$10:G$12),5))","v":""},null,{"$f":"IF($B99>$B$6,\"\",ROUND(I58*SUMIF($A$13:$A$18,LEFT($A99,4),I$13:I$18)*SUMIF($A$10:$A$12,LEFT($A99,2),I$10:I$12),5))","v":""},"","","","","","","","","","",{"$f":"IF($B99>$B$6,\"\",ROUND(T58*SUMIF($A$13:$A$18,LEFT($A99,4),T$13:T$18)*SUMIF($A$10:$A$12,LEFT($A99,2),T$10:T$12),5))","v":""},"","","",""]
["Year Fractions - adjusted to sum to 1",null,null,null,{"$f":"SUM(E$103:E$142)","v":1},{"$f":"SUM(F$103:F$142)","v":0.99971000000000454},{"$f":"SUM(G$103:G$142)","v":0.99971000000000454},null,{"$f":"SUM(I$103:I$142)","v":-0.27570999999999923},-0.21104000000000056,-0.41955000000000142,-0.41955000000000142,0.16334999999999877,-0.17305000000000281,-0.18958000000000164,-0.27570999999999923,-0.27570999999999923,-0.25425000000000031,-0.25425000000000031,-0.27570999999999923,-0.27570999999999923,40,40,40]
["Peak",null,null,null,{"$f":"MAX(E144:E183)","v":1.3813846153846154},{"$f":"MAX(F144:F183)","v":1.3581743589743589},{"$f":"MAX(G144:G183)","v":1.3581743589743589},null,{"$f":"MAX(I144:I183)","v":1.6643999999999999},1.618728205128205,1.7714666666666665,1.7714666666666665,1.3372102564102564,1.5887794871794871,1.6037538461538461,1.6643999999999999,1.6643999999999999,1.6494256410256409,1.6494256410256409,{"$f":"MAX(T144:T183)","v":1.6643999999999999},1.6643999999999999,74.871794871794862,74.871794871794862,74.871794871794862]
["Load Factor",null,null,null,{"$f":"ROUND(1/E101,4)","v":0.72389999999999999},{"$f":"ROUND(1/F101,4)","v":0.73629999999999995},{"$f":"ROUND(1/G101,4)","v":0.73629999999999995},null,{"$f":"ROUND(1/I101,4)","v":0.6008},0.61780000000000002,0.5645,0.5645,0.74780000000000002,0.62939999999999996,0.62350000000000005,0.6008,0.6008,0.60629999999999995,0.60629999999999995,{"$f":"ROUND(1/T101,4)","v":0.6008},0.6008,1.34E-2,1.34E-2,1.34E-2]
[{"$f":"A60","v":"s1d1b1"},{"$f":"B100+1","v":1},{"$f":"C60","v":0.10068493150684933},null,{"$f":"IF(E60=E$59,1-SUM(E$60:E$99)+E$59,E60)","v":0.10387},9.7229999999999997E-2,{"$f":"IF(G60=G$59,1-SUM(G$60:G$99)+G$59,G60)","v":9.7229999999999997E-2},null,{"$f":"IF(I60=I$59,1-SUM(I$60:I$99)+I$59,I60)","v":9.5560000000000006E-2},9.5560000000000006E-2,9.5560000000000006E-2,{"$f":"IF(L60=L$59,1-SUM(L$60:L$99)+L$59,L60)","v":9.5560000000000006E-2},9.5560000000000006E-2,{"$f":"IF(N60=N$59,1-SUM(N$60:N$99)+N$59,N60)","v":9.5560000000000006E-2},9.5560000000000006E-2,{"$f":"IF(P60=P$59,1-SUM(P$60:P$99)+P$59,P60)","v":9.5560000000000006E-2},9.5560000000000006E-2,9.5560000000000006E-2,{"$f":"IF(S60=S$59,1-SUM(S$60:S$99)+S$59,S60)","v":9.5560000000000006E-2},9.5560000000000006E-2,9.5560000000000006E-2,1,1,1]
[{"$f":"A61","v":"s1d1b2"},{"$f":"B103+1","v":2},{"$f":"C61","v":0.17260273972602741},null,0.16014999999999999,0.16841999999999999,{"$f":"IF(G61=G$59,1-SUM(G$60:G$99)+G$59,G61)","v":0.16841999999999999},null,0.17283999999999999,0.17283999999999999,0.17263999999999999,{"$f":"IF(L61=L$59,1-SUM(L$60:L$99)+L$59,L61)","v":0.17263000000000001},0.17349999999999999,{"$f":"IF(N61=N$59,1-SUM(N$60:N$99)+N$59,N61)","v":0.17297000000000001},0.17283999999999999,{"$f":"IF(P61=P$59,1-SUM(P$60:P$99)+P$59,P61)","v":0.17283999999999999},0.17283999999999999,0.17283999999999999,{"$f":"IF(S61=S$59,1-SUM(S$60:S$99)+S$59,S61)","v":0.17283999999999999},0.17283999999999999,0.17283999999999999,1,1,1]
["s1d1b3",3,7.1917808219178092E-2,null,8.8789999999999994E-2,8.1119999999999998E-2,{"$f":"IF(G62=G$59,1-SUM(G$60:G$99)+G$59,G62)","v":8.1119999999999998E-2},null,8.1360000000000002E-2,8.0420000000000005E-2,8.3680000000000004E-2,{"$f":"IF(L62=L$59,1-SUM(L$60:L$99)+L$59,L62)","v":8.3690000000000001E-2},7.424E-2,{"$f":"IF(N62=N$59,1-SUM(N$60:N$99)+N$59,N62)","v":7.9719999999999999E-2},8.0110000000000001E-2,{"$f":"IF(P62=P$59,1-SUM(P$60:P$99)+P$59,P62)","v":8.1360000000000002E-2},8.1360000000000002E-2,8.1049999999999997E-2,{"$f":"IF(S62=S$59,1-SUM(S$60:S$99)+S$59,S62)","v":8.1049999999999997E-2},8.1360000000000002E-2,8.1360000000000002E-2,1,1,1]
["s2d1b1",4,9.7488584474885856E-2,null,9.2979999999999993E-2,8.8179999999999994E-2,{"$f":"IF(G63=G$59,1-SUM(G$60:G$99)+G$59,G63)","v":8.8179999999999994E-2},null,9.2630000000000004E-2,9.2630000000000004E-2,9.2630000000000004E-2,{"$f":"IF(L63=L$59,1-SUM(L$60:L$99)+L$59,L63)","v":9.2630000000000004E-2},9.2630000000000004E-2,{"$f":"IF(N63=N$59,1-SUM(N$60:N$99)+N$59,N63)","v":9.2630000000000004E-2},9.2630000000000004E-2,{"$f":"IF(P63=P$59,1-SUM(P$60:P$99)+P$59,P63)","v":9.2630000000000004E-2},9.2630000000000004E-2,9.2630000000000004E-2,{"$f":"IF(S63=S$59,1-SUM(S$60:S$99)+S$59,S63)","v":9.2630000000000004E-2},9.2630000000000004E-2,9.2630000000000004E-2,1,1,1]
["s2d1b2",5,0.16712328767123288,null,0.14474000000000001,0.15511,{"$f":"IF(G64=G$59,1-SUM(G$60:G$99)+G$59,G64)","v":0.15511},null,0.16975000000000001,0.16975000000000001,0.16955000000000001,{"$f":"IF(L64=L$59,1-SUM(L$60:L$99)+L$59,L64)","v":0.16954},0.17039000000000001,{"$f":"IF(N64=N$59,1-SUM(N$60:N$99)+N$59,N64)","v":0.16986999999999999},0.16975000000000001,{"$f":"IF(P64=P$59,1-SUM(P$60:P$99)+P$59,P64)","v":0.16975000000000001},0.16975000000000001,0.16975000000000001,{"$f":"IF(S64=S$59,1-SUM(S$60:S$99)+S$59,S64)","v":0.16975000000000001},0.16975000000000001,0.16975000000000001,1,1,1]
["s2d1b3",6,6.9634703196347042E-2,null,8.1299999999999997E-2,7.5850000000000001E-2,{"$f":"IF(G65=G$59,1-SUM(G$60:G$99)+G$59,G65)","v":7.5850000000000001E-2},null,7.9899999999999999E-2,7.8979999999999995E-2,8.2180000000000003E-2,{"$f":"IF(L65=L$59,1-SUM(L$60:L$99)+L$59,L65)","v":8.2189999999999999E-2},7.2910000000000003E-2,{"$f":"IF(N65=N$59,1-SUM(N$60:N$99)+N$59,N65)","v":7.8299999999999995E-2},7.8670000000000004E-2,{"$f":"IF(P65=P$59,1-SUM(P$60:P$99)+P$59,P65)","v":7.9899999999999999E-2},7.9899999999999999E-2,7.9600000000000004E-2,{"$f":"IF(S65=S$59,1-SUM(S$60:S$99)+S$59,S65)","v":7.9600000000000004E-2},7.9899999999999999E-2,7.9899999999999999E-2,1,1,1]
["s3d1b1",7,9.3493150684931511E-2,null,9.5630000000000007E-2,9.2340000000000005E-2,{"$f":"IF(G66=G$59,1-SUM(G$60:G$99)+G$59,G66)","v":9.2340000000000005E-2},null,9.4619999999999996E-2,9.4619999999999996E-2,9.4619999999999996E-2,{"$f":"IF(L66=L$59,1-SUM(L$60:L$99)+L$59,L66)","v":9.4619999999999996E-2},9.4619999999999996E-2,{"$f":"IF(N66=N$59,1-SUM(N$60:N$99)+N$59,N66)","v":9.4619999999999996E-2},9.4619999999999996E-2,{"$f":"IF(P66=P$59,1-SUM(P$60:P$99)+P$59,P66)","v":9.4619999999999996E-2},9.4619999999999996E-2,9.4619999999999996E-2,{"$f":"IF(S66=S$59,1-SUM(S$60:S$99)+S$59,S66)","v":9.4619999999999996E-2},9.4619999999999996E-2,9.4619999999999996E-2,1,1,1]
["s3d1b2",8,0.16027397260273973,null,0.14829999999999999,0.16138,{"$f":"IF(G67=G$59,1-SUM(G$60:G$99)+G$59,G67)","v":0.16138},null,0.16084000000000001,0.16245000000000001,0.15695000000000001,{"$f":"IF(L67=L$59,1-SUM(L$60:L$99)+L$59,L67)","v":0.15694},0.17272999999999999,{"$f":"IF(N67=N$59,1-SUM(N$60:N$99)+N$59,N67)","v":0.16358},0.16299,{"$f":"IF(P67=P$59,1-SUM(P$60:P$99)+P$59,P67)","v":0.16084000000000001},0.16084000000000001,0.16137000000000001,{"$f":"IF(S67=S$59,1-SUM(S$60:S$99)+S$59,S67)","v":0.16137000000000001},0.16084000000000001,0.16084000000000001,1,1,1]
["s3d1b3",9,5.3424657534246578E-2,null,6.5790000000000001E-2,6.2239999999999997E-2,{"$f":"IF(G68=G$59,1-SUM(G$60:G$99)+G$59,G68)","v":6.2239999999999997E-2},null,7.4260000000000007E-2,7.2889999999999996E-2,7.7479999999999993E-2,{"$f":"IF(L68=L$59,1-SUM(L$60:L$99)+L$59,L68)","v":7.7490000000000003E-2},6.4409999999999995E-2,{"$f":"IF(N68=N$59,1-SUM(N$60:N$99)+N$59,N68)","v":7.1980000000000002E-2},7.2429999999999994E-2,{"$f":"IF(P68=P$59,1-SUM(P$60:P$99)+P$59,P68)","v":7.4260000000000007E-2},7.4260000000000007E-2,7.3800000000000004E-2,{"$f":"IF(S68=S$59,1-SUM(S$60:S$99)+S$59,S68)","v":7.3800000000000004E-2},7.4260000000000007E-2,7.4260000000000007E-2,1,1,1]
["s3d1b4",10,1.3356164383561644E-2,null,1.8450000000000001E-2,1.814E-2,{"$f":"IF(G69=G$59,1-SUM(G$60:G$99)+G$59,G69)","v":1.814E-2},null,2.223E-2,2.162E-2,2.366E-2,{"$f":"IF(L69=L$59,1-SUM(L$60:L$99)+L$59,L69)","v":2.366E-2},1.7860000000000001E-2,{"$f":"IF(N69=N$59,1-SUM(N$60:N$99)+N$59,N69)","v":2.1219999999999999E-2},2.1420000000000002E-2,{"$f":"IF(P69=P$59,1-SUM(P$60:P$99)+P$59,P69)","v":2.223E-2},2.223E-2,2.2030000000000001E-2,{"$f":"IF(S69=S$59,1-SUM(S$60:S$99)+S$59,S69)","v":2.2030000000000001E-2},2.223E-2,2.223E-2,1,1,1]
["",11,"",null,0,-9.9999999998434674E-6,{"$f":"IF(G70=G$59,1-SUM(G$60:G$99)+G$59,G70)","v":-9.9999999998434674E-6},null,-4.3989999999999974E-2,-4.1760000000000019E-2,-4.8950000000000049E-2,{"$f":"IF(L70=L$59,1-SUM(L$60:L$99)+L$59,L70)","v":-4.8950000000000049E-2},-2.8850000000000042E-2,{"$f":"IF(N70=N$59,1-SUM(N$60:N$99)+N$59,N70)","v":-4.0450000000000097E-2},-4.1020000000000056E-2,{"$f":"IF(P70=P$59,1-SUM(P$60:P$99)+P$59,P70)","v":-4.3989999999999974E-2},-4.3989999999999974E-2,-4.3250000000000011E-2,{"$f":"IF(S70=S$59,1-SUM(S$60:S$99)+S$59,S70)","v":-4.3250000000000011E-2},-4.3989999999999974E-2,-4.3989999999999974E-2,1,1,1]
["",12,"",null,0,-9.9999999998434674E-6,{"$f":"IF(G71=G$59,1-SUM(G$60:G$99)+G$59,G71)","v":-9.9999999998434674E-6},null,-4.3989999999999974E-2,-4.1760000000000019E-2,-4.8950000000000049E-2,{"$f":"IF(L71=L$59,1-SUM(L$60:L$99)+L$59,L71)","v":-4.8950000000000049E-2},-2.8850000000000042E-2,{"$f":"IF(N71=N$59,1-SUM(N$60:N$99)+N$59,N71)","v":-4.0450000000000097E-2},-4.1020000000000056E-2,{"$f":"IF(P71=P$59,1-SUM(P$60:P$99)+P$59,P71)","v":-4.3989999999999974E-2},-4.3989999999999974E-2,-4.3250000000000011E-2,{"$f":"IF(S71=S$59,1-SUM(S$60:S$99)+S$59,S71)","v":-4.3250000000000011E-2},-4.3989999999999974E-2,-4.3989999999999974E-2,1,1,1]
["",13,"",null,0,-9.9999999998434674E-6,{"$f":"IF(G72=G$59,1-SUM(G$60:G$99)+G$59,G72)","v":-9.9999999998434674E-6},null,-4.3989999999999974E-2,-4.1760000000000019E-2,-4.8950000000000049E-2,{"$f":"IF(L72=L$59,1-SUM(L$60:L$99)+L$59,L72)","v":-4.8950000000000049E-2},-2.8850000000000042E-2,{"$f":"IF(N72=N$59,1-SUM(N$60:N$99)+N$59,N72)","v":-4.0450000000000097E-2},-4.1020000000000056E-2,{"$f":"IF(P72=P$59,1-SUM(P$60:P$99)+P$59,P72)","v":-4.3989999999999974E-2},-4.3989999999999974E-2,-4.3250000000000011E-2,{"$f":"IF(S72=S$59,1-SUM(S$60:S$99)+S$59,S72)","v":-4.3250000000000011E-2},-4.3989999999999974E-2,-4.3989999999999974E-2,1,1,1]
["",14,"",null,0,-9.9999999998434674E-6,{"$f":"IF(G73=G$59,1-SUM(G$60:G$99)+G$59,G73)","v":-9.9999999998434674E-6},null,-4.3989999999999974E-2,-4.1760000000000019E-2,-4.8950000000000049E-2,{"$f":"IF(L73=L$59,1-SUM(L$60:L$99)+L$59,L73)","v":-4.8950000000000049E-2},-2.8850000000000042E-2,{"$f":"IF(N73=N$59,1-SUM(N$60:N$99)+N$59,N73)","v":-4.0450000000000097E-2},-4.1020000000000056E-2,{"$f":"IF(P73=P$59,1-SUM(P$60:P$99)+P$59,P73)","v":-4.3989999999999974E-2},-4.3989999999999974E-2,-4.3250000000000011E-2,{"$f":"IF(S73=S$59,1-SUM(S$60:S$99)+S$59,S73)","v":-4.3250000000000011E-2},-4.3989999999999974E-2,-4.3989999999999974E-2,1,1,1]
["",15,"",null,0,-9.9999999998434674E-6,{"$f":"IF(G74=G$59,1-SUM(G$60:G$99)+G$59,G74)","v":-9.9999999998434674E-6},null,-4.3989999999999974E-2,-4.1760000000000019E-2,-4.8950000000000049E-2,{"$f":"IF(L74=L$59,1-SUM(L$60:L$99)+L$59,L74)","v":-4.8950000000000049E-2},-2.8850000000000042E-2,{"$f":"IF(N74=N$59,1-SUM(N$60:N$99)+N$59,N74)","v":-4.0450000000000097E-2},-4.1020000000000056E-2,{"$f":"IF(P74=P$59,1-SUM(P$60:P$99)+P$59,P74)","v":-4.3989999999999974E-2},-4.3989999999999974E-2,-4.3250000000000011E-2,{"$f":"IF(S74=S$59,1-SUM(S$60:S$99)+S$59,S74)","v":-4.3250000000000011E-2},-4.3989999999999974E-2,-4.3989999999999974E-2,1,1,1]
["",16,"",null,0,-9.9999999998434674E-6,{"$f":"IF(G75=G$59,1-SUM(G$60:G$99)+G$59,G75)","v":-9.9999999998434674E-6},null,-4.3989999999999974E-2,-4.1760000000000019E-2,-4.8950000000000049E-2,{"$f":"IF(L75=L$59,1-SUM(L$60:L$99)+L$59,L75)","v":-4.8950000000000049E-2},-2.8850000000000042E-2,{"$f":"IF(N75=N$59,1-SUM(N$60:N$99)+N$59,N75)","v":-4.0450000000000097E-2},-4.1020000000000056E-2,{"$f":"IF(P75=P$59,1-SUM(P$60:P$99)+P$59,P75)","v":-4.3989999999999974E-2},-4.3989999999999974E-2,-4.3250000000000011E-2,{"$f":"IF(S75=S$59,1-SUM(S$60:S$99)+S$59,S75)","v":-4.3250000000000011E-2},-4.3989999999999974E-2,-4.3989999999999974E-2,1,1,1]
["",17,"",null,{"$f":"IF(E76=E$59,1-SUM(E$60:E$99)+E$59,E76)","v":0},-9.9999999998434674E-6,{"$f":"IF(G76=G$59,1-SUM(G$60:G$99)+G$59,G76)","v":-9.9999999998434674E-6},null,{"$f":"IF(I76=I$59,1-SUM(I$60:I$99)+I$59,I76)","v":-4.3989999999999974E-2},-4.1760000000000019E-2,-4.8950000000000049E-2,{"$f":"IF(L76=L$59,1-SUM(L$60:L$99)+L$59,L76)","v":-4.8950000000000049E-2},-2.8850000000000042E-2,{"$f":"IF(N76=N$59,1-SUM(N$60:N$99)+N$59,N76)","v":-4.0450000000000097E-2},-4.1020000000000056E-2,{"$f":"IF(P76=P$59,1-SUM(P$60:P$99)+P$59,P76)","v":-4.3989999999999974E-2},-4.3989999999999974E-2,-4.3250000000000011E-2,{"$f":"IF(S76=S$59,1-SUM(S$60:S$99)+S$59,S76)","v":-4.3250000000000011E-2},-4.3989999999999974E-2,-4.3989999999999974E-2,1,1,1]
["",18,"",null,0,-9.9999999998434674E-6,{"$f":"IF(G77=G$59,1-SUM(G$60:G$99)+G$59,G77)","v":-9.9999999998434674E-6},null,-4.3989999999999974E-2,-4.1760000000000019E-2,-4.8950000000000049E-2,{"$f":"IF(L77=L$59,1-SUM(L$60:L$99)+L$59,L77)","v":-4.8950000000000049E-2},-2.8850000000000042E-2,{"$f":"IF(N77=N$59,1-SUM(N$60:N$99)+N$59,N77)","v":-4.0450000000000097E-2},-4.1020000000000056E-2,{"$f":"IF(P77=P$59,1-SUM(P$60:P$99)+P$59,P77)","v":-4.3989999999999974E-2},-4.3989999999999974E-2,-4.3250000000000011E-2,{"$f":"IF(S77=S$59,1-SUM(S$60:S$99)+S$59,S77)","v":-4.3250000000000011E-2},-4.3989999999999974E-2,-4.3989999999999974E-2,1,1,1]
["",19,"",null,0,-9.9999999998434674E-6,{"$f":"IF(G78=G$59,1-SUM(G$60:G$99)+G$59,G78)","v":-9.9999999998434674E-6},null,-4.3989999999999974E-2,-4.1760000000000019E-2,-4.8950000000000049E-2,{"$f":"IF(L78=L$59,1-SUM(L$60:L$99)+L$59,L78)","v":-4.8950000000000049E-2},-2.8850000000000042E-2,{"$f":"IF(N78=N$59,1-SUM(N$60:N$99)+N$59,N78)","v":-4.0450000000000097E-2},-4.1020000000000056E-2,{"$f":"IF(P78=P$59,1-SUM(P$60:P$99)+P$59,P78)","v":-4.3989999999999974E-2},-4.3989999999999974E-2,-4.3250000000000011E-2,{"$f":"IF(S78=S$59,1-SUM(S$60:S$99)+S$59,S78)","v":-4.3250000000000011E-2},-4.3989999999999974E-2,-4.3989999999999974E-2,1,1,1]
["",20,"",null,0,-9.9999999998434674E-6,{"$f":"IF(G79=G$59,1-SUM(G$60:G$99)+G$59,G79)","v":-9.9999999998434674E-6},null,-4.3989999999999974E-2,-4.1760000000000019E-2,-4.8950000000000049E-2,{"$f":"IF(L79=L$59,1-SUM(L$60:L$99)+L$59,L79)","v":-4.8950000000000049E-2},-2.8850000000000042E-2,{"$f":"IF(N79=N$59,1-SUM(N$60:N$99)+N$59,N79)","v":-4.0450000000000097E-2},-4.1020000000000056E-2,{"$f":"IF(P79=P$59,1-SUM(P$60:P$99)+P$59,P79)","v":-4.3989999999999974E-2},-4.3989999999999974E-2,-4.3250000000000011E-2,{"$f":"IF(S79=S$59,1-SUM(S$60:S$99)+S$59,S79)","v":-4.3250000000000011E-2},-4.3989999999999974E-2,-4.3989999999999974E-2,1,1,1]
["",21,"",null,0,-9.9999999998434674E-6,{"$f":"IF(G80=G$59,1-SUM(G$60:G$99)+G$59,G80)","v":-9.9999999998434674E-6},null,-4.3989999999999974E-2,-4.1760000000000019E-2,-4.8950000000000049E-2,{"$f":"IF(L80=L$59,1-SUM(L$60:L$99)+L$59,L80)","v":-4.8950000000000049E-2},-2.8850000000000042E-2,{"$f":"IF(N80=N$59,1-SUM(N$60:N$99)+N$59,N80)","v":-4.0450000000000097E-2},-4.1020000000000056E-2,{"$f":"IF(P80=P$59,1-SUM(P$60:P$99)+P$59,P80)","v":-4.3989999999999974E-2},-4.3989999999999974E-2,-4.3250000000000011E-2,{"$f":"IF(S80=S$59,1-SUM(S$60:S$99)+S$59,S80)","v":-4.3250000000000011E-2},-4.3989999999999974E-2,-4.3989999999999974E-2,1,1,1]
["",22,"",null,0,-9.9999999998434674E-6,{"$f":"IF(G81=G$59,1-SUM(G$60:G$99)+G$59,G81)","v":-9.9999999998434674E-6},null,-4.3989999999999974E-2,-4.1760000000000019E-2,-4.8950000000000049E-2,{"$f":"IF(L81=L$59,1-SUM(L$60:L$99)+L$59,L81)","v":-4.8950000000000049E-2},-2.8850000000000042E-2,{"$f":"IF(N81=N$59,1-SUM(N$60:N$99)+N$59,N81)","v":-4.0450000000000097E-2},-4.1020000000000056E-2,{"$f":"IF(P81=P$59,1-SUM(P$60:P$99)+P$59,P81)","v":-4.3989999999999974E-2},-4.3989999999999974E-2,-4.3250000000000011E-2,{"$f":"IF(S81=S$59,1-SUM(S$60:S$99)+S$59,S81)","v":-4.3250000000000011E-2},-4.3989999999999974E-2,-4.3989999999999974E-2,1,1,1]
["",23,"",null,0,-9.9999999998434674E-6,{"$f":"IF(G82=G$59,1-SUM(G$60:G$99)+G$59,G82)","v":-9.9999999998434674E-6},null,-4.3989999999999974E-2,-4.1760000000000019E-2,-4.8950000000000049E-2,{"$f":"IF(L82=L$59,1-SUM(L$60:L$99)+L$59,L82)","v":-4.8950000000000049E-2},-2.8850000000000042E-2,{"$f":"IF(N82=N$59,1-SUM(N$60:N$99)+N$59,N82)","v":-4.0450000000000097E-2},-4.1020000000000056E-2,{"$f":"IF(P82=P$59,1-SUM(P$60:P$99)+P$59,P82)","v":-4.3989999999999974E-2},-4.3989999999999974E-2,-4.3250000000000011E-2,{"$f":"IF(S82=S$59,1-SUM(S$60:S$99)+S$59,S82)","v":-4.3250000000000011E-2},-4.3989999999999974E-2,-4.3989999999999974E-2,1,1,1]
["",24,"",null,0,-9.9999999998434674E-6,{"$f":"IF(G83=G$59,1-SUM(G$60:G$99)+G$59,G83)","v":-9.9999999998434674E-6},null,-4.3989999999999974E-2,-4.1760000000000019E-2,-4.8950000000000049E-2,{"$f":"IF(L83=L$59,1-SUM(L$60:L$99)+L$59,L83)","v":-4.8950000000000049E-2},-2.8850000000000042E-2,{"$f":"IF(N83=N$59,1-SUM(N$60:N$99)+N$59,N83)","v":-4.0450000000000097E-2},-4.1020000000000056E-2,{"$f":"IF(P83=P$59,1-SUM(P$60:P$99)+P$59,P83)","v":-4.3989999999999974E-2},-4.3989999999999974E-2,-4.3250000000000011E-2,{"$f":"IF(S83=S$59,1-SUM(S$60:S$99)+S$59,S83)","v":-4.3250000000000011E-2},-4.3989999999999974E-2,-4.3989999999999974E-2,1,1,1]
["",25,"",null,0,-9.9999999998434674E-6,{"$f":"IF(G84=G$59,1-SUM(G$60:G$99)+G$59,G84)","v":-9.9999999998434674E-6},null,-4.3989999999999974E-2,-4.1760000000000019E-2,-4.8950000000000049E-2,{"$f":"IF(L84=L$59,1-SUM(L$60:L$99)+L$59,L84)","v":-4.8950000000000049E-2},-2.8850000000000042E-2,{"$f":"IF(N84=N$59,1-SUM(N$60:N$99)+N$59,N84)","v":-4.0450000000000097E-2},-4.1020000000000056E-2,{"$f":"IF(P84=P$59,1-SUM(P$60:P$99)+P$59,P84)","v":-4.3989999999999974E-2},-4.3989999999999974E-2,-4.3250000000000011E-2,{"$f":"IF(S84=S$59,1-SUM(S$60:S$99)+S$59,S84)","v":-4.3250000000000011E-2},-4.3989999999999974E-2,-4.3989999999999974E-2,1,1,1]
["",26,"",null,0,-9.9999999998434674E-6,{"$f":"IF(G85=G$59,1-SUM(G$60:G$99)+G$59,G85)","v":-9.9999999998434674E-6},null,-4.3989999999999974E-2,-4.1760000000000019E-2,-4.8950000000000049E-2,{"$f":"IF(L85=L$59,1-SUM(L$60:L$99)+L$59,L85)","v":-4.8950000000000049E-2},-2.8850000000000042E-2,{"$f":"IF(N85=N$59,1-SUM(N$60:N$99)+N$59,N85)","v":-4.0450000000000097E-2},-4.1020000000000056E-2,{"$f":"IF(P85=P$59,1-SUM(P$60:P$99)+P$59,P85)","v":-4.3989999999999974E-2},-4.3989999999999974E-2,-4.3250000000000011E-2,{"$f":"IF(S85=S$59,1-SUM(S$60:S$99)+S$59,S85)","v":-4.3250000000000011E-2},-4.3989999999999974E-2,-4.3989999999999974E-2,1,1,1]
["",27,"",null,0,-9.9999999998434674E-6,{"$f":"IF(G86=G$59,1-SUM(G$60:G$99)+G$59,G86)","v":-9.9999999998434674E-6},null,-4.3989999999999974E-2,-4.1760000000000019E-2,-4.8950000000000049E-2,{"$f":"IF(L86=L$59,1-SUM(L$60:L$99)+L$59,L86)","v":-4.8950000000000049E-2},-2.8850000000000042E-2,{"$f":"IF(N86=N$59,1-SUM(N$60:N$99)+N$59,N86)","v":-4.0450000000000097E-2},-4.1020000000000056E-2,{"$f":"IF(P86=P$59,1-SUM(P$60:P$99)+P$59,P86)","v":-4.3989999999999974E-2},-4.3989999999999974E-2,-4.3250000000000011E-2,{"$f":"IF(S86=S$59,1-SUM(S$60:S$99)+S$59,S86)","v":-4.3250000000000011E-2},-4.3989999999999974E-2,-4.3989999999999974E-2,1,1,1]
["",28,"",null,0,-9.9999999998434674E-6,{"$f":"IF(G87=G$59,1-SUM(G$60:G$99)+G$59,G87)","v":-9.9999999998434674E-6},null,-4.3989999999999974E-2,-4.1760000000000019E-2,-4.8950000000000049E-2,{"$f":"IF(L87=L$59,1-SUM(L$60:L$99)+L$59,L87)","v":-4.8950000000000049E-2},-2.8850000000000042E-2,{"$f":"IF(N87=N$59,1-SUM(N$60:N$99)+N$59,N87)","v":-4.0450000000000097E-2},-4.1020000000000056E-2,{"$f":"IF(P87=P$59,1-SUM(P$60:P$99)+P$59,P87)","v":-4.3989999999999974E-2},-4.3989999999999974E-2,-4.3250000000000011E-2,{"$f":"IF(S87=S$59,1-SUM(S$60:S$99)+S$59,S87)","v":-4.3250000000000011E-2},-4.3989999999999974E-2,-4.3989999999999974E-2,1,1,1]
["",29,"",null,0,-9.9999999998434674E-6,{"$f":"IF(G88=G$59,1-SUM(G$60:G$99)+G$59,G88)","v":-9.9999999998434674E-6},null,-4.3989999999999974E-2,-4.1760000000000019E-2,-4.8950000000000049E-2,{"$f":"IF(L88=L$59,1-SUM(L$60:L$99)+L$59,L88)","v":-4.8950000000000049E-2},-2.8850000000000042E-2,{"$f":"IF(N88=N$59,1-SUM(N$60:N$99)+N$59,N88)","v":-4.0450000000000097E-2},-4.1020000000000056E-2,{"$f":"IF(P88=P$59,1-SUM(P$60:P$99)+P$59,P88)","v":-4.3989999999999974E-2},-4.3989999999999974E-2,-4.3250000000000011E-2,{"$f":"IF(S88=S$59,1-SUM(S$60:S$99)+S$59,S88)","v":-4.3250000000000011E-2},-4.3989999999999974E-2,-4.3989999999999974E-2,1,1,1]
["",30,"",null,0,-9.9999999998434674E-6,{"$f":"IF(G89=G$59,1-SUM(G$60:G$99)+G$59,G89)","v":-9.9999999998434674E-6},null,-4.3989999999999974E-2,-4.1760000000000019E-2,-4.8950000000000049E-2,{"$f":"IF(L89=L$59,1-SUM(L$60:L$99)+L$59,L89)","v":-4.8950000000000049E-2},-2.8850000000000042E-2,{"$f":"IF(N89=N$59,1-SUM(N$60:N$99)+N$59,N89)","v":-4.0450000000000097E-2},-4.1020000000000056E-2,{"$f":"IF(P89=P$59,1-SUM(P$60:P$99)+P$59,P89)","v":-4.3989999999999974E-2},-4.3989999999999974E-2,-4.3250000000000011E-2,{"$f":"IF(S89=S$59,1-SUM(S$60:S$99)+S$59,S89)","v":-4.3250000000000011E-2},-4.3989999999999974E-2,-4.3989999999999974E-2,1,1,1]
["",31,"",null,0,-9.9999999998434674E-6,{"$f":"IF(G90=G$59,1-SUM(G$60:G$99)+G$59,G90)","v":-9.9999999998434674E-6},null,-4.3989999999999974E-2,-4.1760000000000019E-2,-4.8950000000000049E-2,{"$f":"IF(L90=L$59,1-SUM(L$60:L$99)+L$59,L90)","v":-4.8950000000000049E-2},-2.8850000000000042E-2,{"$f":"IF(N90=N$59,1-SUM(N$60:N$99)+N$59,N90)","v":-4.0450000000000097E-2},-4.1020000000000056E-2,{"$f":"IF(P90=P$59,1-SUM(P$60:P$99)+P$59,P90)","v":-4.3989999999999974E-2},-4.3989999999999974E-2,-4.3250000000000011E-2,{"$f":"IF(S90=S$59,1-SUM(S$60:S$99)+S$59,S90)","v":-4.3250000000000011E-2},-4.3989999999999974E-2,-4.3989999999999974E-2,1,1,1]
["",32,"",null,0,-9.9999999998434674E-6,{"$f":"IF(G91=G$59,1-SUM(G$60:G$99)+G$59,G91)","v":-9.9999999998434674E-6},null,-4.3989999999999974E-2,-4.1760000000000019E-2,-4.8950000000000049E-2,{"$f":"IF(L91=L$59,1-SUM(L$60:L$99)+L$59,L91)","v":-4.8950000000000049E-2},-2.8850000000000042E-2,{"$f":"IF(N91=N$59,1-SUM(N$60:N$99)+N$59,N91)","v":-4.0450000000000097E-2},-4.1020000000000056E-2,{"$f":"IF(P91=P$59,1-SUM(P$60:P$99)+P$59,P91)","v":-4.3989999999999974E-2},-4.3989999999999974E-2,-4.3250000000000011E-2,{"$f":"IF(S91=S$59,1-SUM(S$60:S$99)+S$59,S91)","v":-4.3250000000000011E-2},-4.3989999999999974E-2,-4.3989999999999974E-2,1,1,1]
["",33,"",null,{"$f":"IF(E92=E$59,1-SUM(E$60:E$99)+E$59,E92)","v":0},-9.9999999998434674E-6,{"$f":"IF(G92=G$59,1-SUM(G$60:G$99)+G$59,G92)","v":-9.9999999998434674E-6},null,{"$f":"IF(I92=I$59,1-SUM(I$60:I$99)+I$59,I92)","v":-4.3989999999999974E-2},-4.1760000000000019E-2,-4.8950000000000049E-2,{"$f":"IF(L92=L$59,1-SUM(L$60:L$99)+L$59,L92)","v":-4.8950000000000049E-2},-2.8850000000000042E-2,{"$f":"IF(N92=N$59,1-SUM(N$60:N$99)+N$59,N92)","v":-4.0450000000000097E-2},-4.1020000000000056E-2,{"$f":"IF(P92=P$59,1-SUM(P$60:P$99)+P$59,P92)","v":-4.3989999999999974E-2},-4.3989999999999974E-2,-4.3250000000000011E-2,{"$f":"IF(S92=S$59,1-SUM(S$60:S$99)+S$59,S92)","v":-4.3250000000000011E-2},-4.3989999999999974E-2,-4.3989999999999974E-2,1,1,1]
["",34,"",null,0,-9.9999999998434674E-6,{"$f":"IF(G93=G$59,1-SUM(G$60:G$99)+G$59,G93)","v":-9.9999999998434674E-6},null,-4.3989999999999974E-2,-4.1760000000000019E-2,-4.8950000000000049E-2,{"$f":"IF(L93=L$59,1-SUM(L$60:L$99)+L$59,L93)","v":-4.8950000000000049E-2},-2.8850000000000042E-2,{"$f":"IF(N93=N$59,1-SUM(N$60:N$99)+N$59,N93)","v":-4.0450000000000097E-2},-4.1020000000000056E-2,{"$f":"IF(P93=P$59,1-SUM(P$60:P$99)+P$59,P93)","v":-4.3989999999999974E-2},-4.3989999999999974E-2,-4.3250000000000011E-2,{"$f":"IF(S93=S$59,1-SUM(S$60:S$99)+S$59,S93)","v":-4.3250000000000011E-2},-4.3989999999999974E-2,-4.3989999999999974E-2,1,1,1]
["",35,"",null,0,-9.9999999998434674E-6,{"$f":"IF(G94=G$59,1-SUM(G$60:G$99)+G$59,G94)","v":-9.9999999998434674E-6},null,-4.3989999999999974E-2,-4.1760000000000019E-2,-4.8950000000000049E-2,{"$f":"IF(L94=L$59,1-SUM(L$60:L$99)+L$59,L94)","v":-4.8950000000000049E-2},-2.8850000000000042E-2,{"$f":"IF(N94=N$59,1-SUM(N$60:N$99)+N$59,N94)","v":-4.0450000000000097E-2},-4.1020000000000056E-2,{"$f":"IF(P94=P$59,1-SUM(P$60:P$99)+P$59,P94)","v":-4.3989999999999974E-2},-4.3989999999999974E-2,-4.3250000000000011E-2,{"$f":"IF(S94=S$59,1-SUM(S$60:S$99)+S$59,S94)","v":-4.3250000000000011E-2},-4.3989999999999974E-2,-4.3989999999999974E-2,1,1,1]
["",36,"",null,0,-9.9999999998434674E-6,{"$f":"IF(G95=G$59,1-SUM(G$60:G$99)+G$59,G95)","v":-9.9999999998434674E-6},null,-4.3989999999999974E-2,-4.1760000000000019E-2,-4.8950000000000049E-2,{"$f":"IF(L95=L$59,1-SUM(L$60:L$99)+L$59,L95)","v":-4.8950000000000049E-2},-2.8850000000000042E-2,{"$f":"IF(N95=N$59,1-SUM(N$60:N$99)+N$59,N95)","v":-4.0450000000000097E-2},-4.1020000000000056E-2,{"$f":"IF(P95=P$59,1-SUM(P$60:P$99)+P$59,P95)","v":-4.3989999999999974E-2},-4.3989999999999974E-2,-4.3250000000000011E-2,{"$f":"IF(S95=S$59,1-SUM(S$60:S$99)+S$59,S95)","v":-4.3250000000000011E-2},-4.3989999999999974E-2,-4.3989999999999974E-2,1,1,1]
["",37,"",null,0,-9.9999999998434674E-6,{"$f":"IF(G96=G$59,1-SUM(G$60:G$99)+G$59,G96)","v":-9.9999999998434674E-6},null,-4.3989999999999974E-2,-4.1760000000000019E-2,-4.8950000000000049E-2,{"$f":"IF(L96=L$59,1-SUM(L$60:L$99)+L$59,L96)","v":-4.8950000000000049E-2},-2.8850000000000042E-2,{"$f":"IF(N96=N$59,1-SUM(N$60:N$99)+N$59,N96)","v":-4.0450000000000097E-2},-4.1020000000000056E-2,{"$f":"IF(P96=P$59,1-SUM(P$60:P$99)+P$59,P96)","v":-4.3989999999999974E-2},-4.3989999999999974E-2,-4.3250000000000011E-2,{"$f":"IF(S96=S$59,1-SUM(S$60:S$99)+S$59,S96)","v":-4.3250000000000011E-2},-4.3989999999999974E-2,-4.3989999999999974E-2,1,1,1]
["",38,"",null,0,-9.9999999998434674E-6,{"$f":"IF(G97=G$59,1-SUM(G$60:G$99)+G$59,G97)","v":-9.9999999998434674E-6},null,-4.3989999999999974E-2,-4.1760000000000019E-2,-4.8950000000000049E-2,{"$f":"IF(L97=L$59,1-SUM(L$60:L$99)+L$59,L97)","v":-4.8950000000000049E-2},-2.8850000000000042E-2,{"$f":"IF(N97=N$59,1-SUM(N$60:N$99)+N$59,N97)","v":-4.0450000000000097E-2},-4.1020000000000056E-2,{"$f":"IF(P97=P$59,1-SUM(P$60:P$99)+P$59,P97)","v":-4.3989999999999974E-2},-4.3989999999999974E-2,-4.3250000000000011E-2,{"$f":"IF(S97=S$59,1-SUM(S$60:S$99)+S$59,S97)","v":-4.3250000000000011E-2},-4.3989999999999974E-2,-4.3989999999999974E-2,1,1,1]
["",39,"",null,0,-9.9999999998434674E-6,{"$f":"IF(G98=G$59,1-SUM(G$60:G$99)+G$59,G98)","v":-9.9999999998434674E-6},null,-4.3989999999999974E-2,-4.1760000000000019E-2,-4.8950000000000049E-2,{"$f":"IF(L98=L$59,1-SUM(L$60:L$99)+L$59,L98)","v":-4.8950000000000049E-2},-2.8850000000000042E-2,{"$f":"IF(N98=N$59,1-SUM(N$60:N$99)+N$59,N98)","v":-4.0450000000000097E-2},-4.1020000000000056E-2,{"$f":"IF(P98=P$59,1-SUM(P$60:P$99)+P$59,P98)","v":-4.3989999999999974E-2},-4.3989999999999974E-2,-4.3250000000000011E-2,{"$f":"IF(S98=S$59,1-SUM(S$60:S$99)+S$59,S98)","v":-4.3250000000000011E-2},-4.3989999999999974E-2,-4.3989999999999974E-2,1,1,1]
["",40,"",null,0,-9.9999999998434674E-6,{"$f":"IF(G99=G$59,1-SUM(G$60:G$99)+G$59,G99)","v":-9.9999999998434674E-6},null,-4.3989999999999974E-2,-4.1760000000000019E-2,-4.8950000000000049E-2,{"$f":"IF(L99=L$59,1-SUM(L$60:L$99)+L$59,L99)","v":-4.8950000000000049E-2},-2.8850000000000042E-2,{"$f":"IF(N99=N$59,1-SUM(N$60:N$99)+N$59,N99)","v":-4.0450000000000097E-2},-4.1020000000000056E-2,{"$f":"IF(P99=P$59,1-SUM(P$60:P$99)+P$59,P99)","v":-4.3989999999999974E-2},-4.3989999999999974E-2,-4.3250000000000011E-2,{"$f":"IF(S99=S$59,1-SUM(S$60:S$99)+S$59,S99)","v":-4.3250000000000011E-2},-4.3989999999999974E-2,-4.3989999999999974E-2,1,1,1]
["Peaks"]
[{"$f":"A103","v":"s1d1b1"},1,{"$f":"C103","v":0.10068493150684933},null,{"$f":"IF($B144>$B$6,\"\",E103/$C144)","v":1.031634013605442},0.96568571428571415,{"$f":"IF($B144>$B$6,\"\",G103/$C144)","v":0.96568571428571415},null,{"$f":"IF($B144>$B$6,\"\",I103/$C144)","v":0.94909931972789108},0.94909931972789108,0.94909931972789108,0.94909931972789108,0.94909931972789108,0.94909931972789108,0.94909931972789108,0.94909931972789108,0.94909931972789108,0.94909931972789108,0.94909931972789108,{"$f":"IF($B144>$B$6,\"\",T103/$C144)","v":0.94909931972789108},0.94909931972789108,9.931972789115644,9.931972789115644,9.931972789115644]
["s1d1b2",2,0.17260273972602741,null,0.92785317460317451,0.97576666666666656,{"$f":"IF($B145>$B$6,\"\",G104/$C145)","v":0.97576666666666656},null,{"$f":"IF($B145>$B$6,\"\",I104/$C145)","v":1.0013746031746031},1.0013746031746031,1.0002158730158728,1.0001579365079365,1.0051984126984126,1.0021277777777777,1.0013746031746031,1.0013746031746031,1.0013746031746031,1.0013746031746031,1.0013746031746031,{"$f":"IF($B145>$B$6,\"\",T104/$C145)","v":1.0013746031746031},1.0013746031746031,5.7936507936507935,5.7936507936507935,5.7936507936507935]
["s1d1b3",3,7.1917808219178092E-2,null,1.2346038095238092,1.1279542857142855,{"$f":"IF($B146>$B$6,\"\",G105/$C146)","v":1.1279542857142855},null,{"$f":"IF($B146>$B$6,\"\",I105/$C146)","v":1.1312914285714284},1.1182209523809523,1.163550476190476,1.1636895238095237,1.0322895238095238,1.1084876190476189,1.1139104761904761,1.1312914285714284,1.1312914285714284,1.1269809523809522,1.1269809523809522,{"$f":"IF($B146>$B$6,\"\",T105/$C146)","v":1.1312914285714284},1.1312914285714284,13.904761904761903,13.904761904761903,13.904761904761903]
["s2d1b1",4,9.7488584474885856E-2,null,0.9537526932084307,0.90451615925058537,{"$f":"IF($B147>$B$6,\"\",G106/$C147)","v":0.90451615925058537},null,{"$f":"IF($B147>$B$6,\"\",I106/$C147)","v":0.95016252927400457},0.95016252927400457,0.95016252927400457,0.95016252927400457,0.95016252927400457,0.95016252927400457,0.95016252927400457,0.95016252927400457,0.95016252927400457,0.95016252927400457,0.95016252927400457,{"$f":"IF($B147>$B$6,\"\",T106/$C147)","v":0.95016252927400457},0.95016252927400457,10.257611241217797,10.257611241217797,10.257611241217797]
["s2d1b2",5,0.16712328767123288,null,0.8660672131147541,0.92811721311475404,{"$f":"IF($B148>$B$6,\"\",G107/$C148)","v":0.92811721311475404},null,{"$f":"IF($B148>$B$6,\"\",I107/$C148)","v":1.015717213114754},1.015717213114754,1.0145204918032786,1.0144606557377049,1.0195467213114755,1.0164352459016393,1.015717213114754,1.015717213114754,1.015717213114754,1.015717213114754,1.015717213114754,{"$f":"IF($B148>$B$6,\"\",T107/$C148)","v":1.015717213114754},1.015717213114754,5.9836065573770485,5.9836065573770485,5.9836065573770485]
["s2d1b3",6,6.9634703196347042E-2,null,1.1675213114754097,1.0892557377049179,{"$f":"IF($B149>$B$6,\"\",G108/$C149)","v":1.0892557377049179},null,{"$f":"IF($B149>$B$6,\"\",I108/$C149)","v":1.1474163934426227},1.1342045901639342,1.18015868852459,1.180302295081967,1.0470354098360655,1.1244393442622949,1.1297527868852457,1.1474163934426227,1.1474163934426227,1.1431081967213115,1.1431081967213115,{"$f":"IF($B149>$B$6,\"\",T108/$C149)","v":1.1474163934426227},1.1474163934426227,14.360655737704915,14.360655737704915,14.360655737704915]
["s3d1b1",7,9.3493150684931511E-2,null,1.0228556776556776,0.98766593406593406,{"$f":"IF($B150>$B$6,\"\",G109/$C150)","v":0.98766593406593406},null,{"$f":"IF($B150>$B$6,\"\",I109/$C150)","v":1.0120527472527472},1.0120527472527472,1.0120527472527472,1.0120527472527472,1.0120527472527472,1.0120527472527472,1.0120527472527472,1.0120527472527472,1.0120527472527472,1.0120527472527472,1.0120527472527472,{"$f":"IF($B150>$B$6,\"\",T109/$C150)","v":1.0120527472527472},1.0120527472527472,10.695970695970695,10.695970695970695,10.695970695970695]
["s3d1b2",8,0.16027397260273973,null,0.92529059829059812,1.0069008547008547,{"$f":"IF($B151>$B$6,\"\",G110/$C151)","v":1.0069008547008547},null,{"$f":"IF($B151>$B$6,\"\",I110/$C151)","v":1.0035316239316239},1.0135769230769232,0.97926068376068376,0.97919829059829055,1.0777170940170939,1.0206273504273504,1.0169461538461537,1.0035316239316239,1.0035316239316239,1.0068384615384616,1.0068384615384616,{"$f":"IF($B151>$B$6,\"\",T110/$C151)","v":1.0035316239316239},1.0035316239316239,6.2393162393162394,6.2393162393162394,6.2393162393162394]
["s3d1b3",9,5.3424657534246578E-2,null,1.231453846153846,1.1650051282051281,{"$f":"IF($B152>$B$6,\"\",G111/$C152)","v":1.1650051282051281},null,{"$f":"IF($B152>$B$6,\"\",I111/$C152)","v":1.3899948717948718},1.364351282051282,1.4502666666666664,1.4504538461538461,1.2056230769230767,1.3473179487179487,1.3557410256410254,1.3899948717948718,1.3899948717948718,1.3813846153846154,1.3813846153846154,{"$f":"IF($B152>$B$6,\"\",T111/$C152)","v":1.3899948717948718},1.3899948717948718,18.717948717948715,18.717948717948715,18.717948717948715]
["s3d1b4",10,1.3356164383561644E-2,null,1.3813846153846154,1.3581743589743589,{"$f":"IF($B153>$B$6,\"\",G112/$C153)","v":1.3581743589743589},null,{"$f":"IF($B153>$B$6,\"\",I112/$C153)","v":1.6643999999999999},1.618728205128205,1.7714666666666665,1.7714666666666665,1.3372102564102564,1.5887794871794871,1.6037538461538461,1.6643999999999999,1.6643999999999999,1.6494256410256409,1.6494256410256409,{"$f":"IF($B153>$B$6,\"\",T112/$C153)","v":1.6643999999999999},1.6643999999999999,74.871794871794862,74.871794871794862,74.871794871794862]
["",11,"",null,"","",{"$f":"IF($B154>$B$6,\"\",G113/$C154)","v":""},null,{"$f":"IF($B154>$B$6,\"\",I113/$C154)","v":""},"","","","","","","","","","",{"$f":"IF($B154>$B$6,\"\",T113/$C154)","v":""},"","","",""]
["",12,"",null,"","",{"$f":"IF($B155>$B$6,\"\",G114/$C155)","v":""},null,{"$f":"IF($B155>$B$6,\"\",I114/$C155)","v":""},"","","","","","","","","","",{"$f":"IF($B155>$B$6,\"\",T114/$C155)","v":""},"","","",""]
["",13,"",null,"","",{"$f":"IF($B156>$B$6,\"\",G115/$C156)","v":""},null,{"$f":"IF($B156>$B$6,\"\",I115/$C156)","v":""},"","","","","","","","","","",{"$f":"IF($B156>$B$6,\"\",T115/$C156)","v":""},"","","",""]
["",14,"",null,"","",{"$f":"IF($B157>$B$6,\"\",G116/$C157)","v":""},null,{"$f":"IF($B157>$B$6,\"\",I116/$C157)","v":""},"","","","","","","","","","",{"$f":"IF($B157>$B$6,\"\",T116/$C157)","v":""},"","","",""]
["",15,"",null,"","",{"$f":"IF($B158>$B$6,\"\",G117/$C158)","v":""},null,{"$f":"IF($B158>$B$6,\"\",I117/$C158)","v":""},"","","","","","","","","","",{"$f":"IF($B158>$B$6,\"\",T117/$C158)","v":""},"","","",""]
["",16,"",null,"","",{"$f":"IF($B159>$B$6,\"\",G118/$C159)","v":""},null,{"$f":"IF($B159>$B$6,\"\",I118/$C159)","v":""},"","","","","","","","","","",{"$f":"IF($B159>$B$6,\"\",T118/$C159)","v":""},"","","",""]
[{"$f":"A119","v":""},17,"",null,"","",{"$f":"IF($B160>$B$6,\"\",G119/$C160)","v":""},null,{"$f":"IF($B160>$B$6,\"\",I119/$C160)","v":""},"","","","","","","","","","",{"$f":"IF($B160>$B$6,\"\",T119/$C160)","v":""},"","","",""]
["",18,"",null,"","",{"$f":"IF($B161>$B$6,\"\",G120/$C161)","v":""},null,{"$f":"IF($B161>$B$6,\"\",I120/$C161)","v":""},"","","","","","","","","","",{"$f":"IF($B161>$B$6,\"\",T120/$C161)","v":""},"","","",""]
["",19,"",null,"","",{"$f":"IF($B162>$B$6,\"\",G121/$C162)","v":""},null,{"$f":"IF($B162>$B$6,\"\",I121/$C162)","v":""},"","","","","","","","","","",{"$f":"IF($B162>$B$6,\"\",T121/$C162)","v":""},"","","",""]
["",20,"",null,"","",{"$f":"IF($B163>$B$6,\"\",G122/$C163)","v":""},null,{"$f":"IF($B163>$B$6,\"\",I122/$C163)","v":""},"","","","","","","","","","",{"$f":"IF($B163>$B$6,\"\",T122/$C163)","v":""},"","","",""]
["",21,"",null,{"$f":"IF($B164>$B$6,\"\",E123/$C164)","v":""},"",{"$f":"IF($B164>$B$6,\"\",G123/$C164)","v":""},null,{"$f":"IF($B164>$B$6,\"\",I123/$C164)","v":""},"","","","","","","","","","",{"$f":"IF($B164>$B$6,\"\",T123/$C164)","v":""},"","","",""]
["",22,"",null,"","",{"$f":"IF($B165>$B$6,\"\",G124/$C165)","v":""},null,{"$f":"IF($B165>$B$6,\"\",I124/$C165)","v":""},"","","","","","","","","","",{"$f":"IF($B165>$B$6,\"\",T124/$C165)","v":""},"","","",""]
["",23,"",null,"","",{"$f":"IF($B166>$B$6,\"\",G125/$C166)","v":""},null,{"$f":"IF($B166>$B$6,\"\",I125/$C166)","v":""},"","","","","","","","","","",{"$f":"IF($B166>$B$6,\"\",T125/$C166)","v":""},"","","",""]
["",24,"",null,"","",{"$f":"IF($B167>$B$6,\"\",G126/$C167)","v":""},null,{"$f":"IF($B167>$B$6,\"\",I126/$C167)","v":""},"","","","","","","","","","",{"$f":"IF($B167>$B$6,\"\",T126/$C167)","v":""},"","","",""]
["",25,"",null,"","",{"$f":"IF($B168>$B$6,\"\",G127/$C168)","v":""},null,{"$f":"IF($B168>$B$6,\"\",I127/$C168)","v":""},"","","","","","","","","","",{"$f":"IF($B168>$B$6,\"\",T127/$C168)","v":""},"","","",""]
["",26,"",null,"","",{"$f":"IF($B169>$B$6,\"\",G128/$C169)","v":""},null,{"$f":"IF($B169>$B$6,\"\",I128/$C169)","v":""},"","","","","","","","","","",{"$f":"IF($B169>$B$6,\"\",T128/$C169)","v":""},"","","",""]
["",27,"",null,"","",{"$f":"IF($B170>$B$6,\"\",G129/$C170)","v":""},null,{"$f":"IF($B170>$B$6,\"\",I129/$C170)","v":""},"","","","","","","","","","",{"$f":"IF($B170>$B$6,\"\",T129/$C170)","v":""},"","","",""]
["",28,"",null,"","",{"$f":"IF($B171>$B$6,\"\",G130/$C171)","v":""},null,{"$f":"IF($B171>$B$6,\"\",I130/$C171)","v":""},"","","","","","","","","","",{"$f":"IF($B171>$B$6,\"\",T130/$C171)","v":""},"","","",""]
["",29,"",null,"","",{"$f":"IF($B172>$B$6,\"\",G131/$C172)","v":""},null,{"$f":"IF($B172>$B$6,\"\",I131/$C172)","v":""},"","","","","","","","","","",{"$f":"IF($B172>$B$6,\"\",T131/$C172)","v":""},"","","",""]
["",30,"",null,"","",{"$f":"IF($B173>$B$6,\"\",G132/$C173)","v":""},null,{"$f":"IF($B173>$B$6,\"\",I132/$C173)","v":""},"","","","","","","","","","",{"$f":"IF($B173>$B$6,\"\",T132/$C173)","v":""},"","","",""]
["",31,"",null,"","",{"$f":"IF($B174>$B$6,\"\",G133/$C174)","v":""},null,{"$f":"IF($B174>$B$6,\"\",I133/$C174)","v":""},"","","","","","","","","","",{"$f":"IF($B174>$B$6,\"\",T133/$C174)","v":""},"","","",""]
["",32,"",null,"","",{"$f":"IF($B175>$B$6,\"\",G134/$C175)","v":""},null,{"$f":"IF($B175>$B$6,\"\",I134/$C175)","v":""},"","","","","","","","","","",{"$f":"IF($B175>$B$6,\"\",T134/$C175)","v":""},"","","",""]
[{"$f":"A135","v":""},33,"",null,"","",{"$f":"IF($B176>$B$6,\"\",G135/$C176)","v":""},null,{"$f":"IF($B176>$B$6,\"\",I135/$C176)","v":""},"","","","","","","","","","",{"$f":"IF($B176>$B$6,\"\",T135/$C176)","v":""},"","","",""]
["",34,"",null,"","",{"$f":"IF($B177>$B$6,\"\",G136/$C177)","v":""},null,{"$f":"IF($B177>$B$6,\"\",I136/$C177)","v":""},"","","","","","","","","","",{"$f":"IF($B177>$B$6,\"\",T136/$C177)","v":""},"","","",""]
["",35,"",null,"","",{"$f":"IF($B178>$B$6,\"\",G137/$C178)","v":""},null,{"$f":"IF($B178>$B$6,\"\",I137/$C178)","v":""},"","","","","","","","","","",{"$f":"IF($B178>$B$6,\"\",T137/$C178)","v":""},"","","",""]
["",36,"",null,"","",{"$f":"IF($B179>$B$6,\"\",G138/$C179)","v":""},null,{"$f":"IF($B179>$B$6,\"\",I138/$C179)","v":""},"","","","","","","","","","",{"$f":"IF($B179>$B$6,\"\",T138/$C179)","v":""},"","","",""]
["",37,"",null,"","",{"$f":"IF($B180>$B$6,\"\",G139/$C180)","v":""},null,{"$f":"IF($B180>$B$6,\"\",I139/$C180)","v":""},"","","","","","","","","","",{"$f":"IF($B180>$B$6,\"\",T139/$C180)","v":""},"","","",""]
["",38,"",null,"","",{"$f":"IF($B181>$B$6,\"\",G140/$C181)","v":""},null,{"$f":"IF($B181>$B$6,\"\",I140/$C181)","v":""},"","","","","","","","","","",{"$f":"IF($B181>$B$6,\"\",T140/$C181)","v":""},"","","",""]
["",39,"",null,"","",{"$f":"IF($B182>$B$6,\"\",G141/$C182)","v":""},null,{"$f":"IF($B182>$B$6,\"\",I141/$C182)","v":""},"","","","","","","","","","",{"$f":"IF($B182>$B$6,\"\",T141/$C182)","v":""},"","","",""]
["",40,"",null,"","",{"$f":"IF($B183>$B$6,\"\",G142/$C183)","v":""},null,{"$f":"IF($B183>$B$6,\"\",I142/$C183)","v":""},"","","","","","","","","","",{"$f":"IF($B183>$B$6,\"\",T142/$C183)","v":""},"","","",""]

{"sheet":"for export","index":5,"n_rows":23,"n_cols":16,"rows_kept":23,"cut":false,"hidden":false,"merged":[]}
[]
[null,null,null,"CIV","GHA","SEN","GAM","GBI","GUI","SIE","LIB","MAL","TBN","BUR","NIG","NGA"]
[0,0,"Industry",{"$f":"OFFSET(Summary!$V$29,$B3,MATCH(D$2,Summary!$W$3:$BI$3,0)+$A3)","v":"0.335 0.329 0.336"},{"$f":"OFFSET(Summary!$V$29,$B3,MATCH(E$2,Summary!$W$3:$BI$3,0)+$A3)","v":"0.335 0.329 0.336"},{"$f":"OFFSET(Summary!$V$29,$B3,MATCH(F$2,Summary!$W$3:$BI$3,0)+$A3)","v":"0.335 0.329 0.336"},{"$f":"OFFSET(Summary!$V$29,$B3,MATCH(G$2,Summary!$W$3:$BI$3,0)+$A3)","v":"0.335 0.329 0.336"},{"$f":"OFFSET(Summary!$V$29,$B3,MATCH(H$2,Summary!$W$3:$BI$3,0)+$A3)","v":"0.335 0.329 0.336"},{"$f":"OFFSET(Summary!$V$29,$B3,MATCH(I$2,Summary!$W$3:$BI$3,0)+$A3)","v":"0.335 0.329 0.336"},{"$f":"OFFSET(Summary!$V$29,$B3,MATCH(J$2,Summary!$W$3:$BI$3,0)+$A3)","v":"0.335 0.329 0.336"},{"$f":"OFFSET(Summary!$V$29,$B3,MATCH(K$2,Summary!$W$3:$BI$3,0)+$A3)","v":"0.335 0.329 0.336"},{"$f":"OFFSET(Summary!$V$29,$B3,MATCH(L$2,Summary!$W$3:$BI$3,0)+$A3)","v":"0.335 0.329 0.336"},{"$f":"OFFSET(Summary!$V$29,$B3,MATCH(M$2,Summary!$W$3:$BI$3,0)+$A3)","v":"0.335 0.329 0.336"},{"$f":"OFFSET(Summary!$V$29,$B3,MATCH(N$2,Summary!$W$3:$BI$3,0)+$A3)","v":"0.335 0.329 0.336"},{"$f":"OFFSET(Summary!$V$29,$B3,MATCH(O$2,Summary!$W$3:$BI$3,0)+$A3)","v":"0.335 0.329 0.336"},{"$f":"OFFSET(Summary!$V$29,$B3,MATCH(P$2,Summary!$W$3:$BI$3,0)+$A3)","v":"0.335 0.329 0.336"}]
[{"$f":"A3","v":0},{"$f":"B3+1","v":1},null,{"$f":"OFFSET(Summary!$V$29,$B4,MATCH(D$2,Summary!$W$3:$BI$3,0)+$A4)","v":1},{"$f":"OFFSET(Summary!$V$29,$B4,MATCH(E$2,Summary!$W$3:$BI$3,0)+$A4)","v":1},{"$f":"OFFSET(Summary!$V$29,$B4,MATCH(F$2,Summary!$W$3:$BI$3,0)+$A4)","v":1},{"$f":"OFFSET(Summary!$V$29,$B4,MATCH(G$2,Summary!$W$3:$BI$3,0)+$A4)","v":1},{"$f":"OFFSET(Summary!$V$29,$B4,MATCH(H$2,Summary!$W$3:$BI$3,0)+$A4)","v":1},{"$f":"OFFSET(Summary!$V$29,$B4,MATCH(I$2,Summary!$W$3:$BI$3,0)+$A4)","v":1},{"$f":"OFFSET(Summary!$V$29,$B4,MATCH(J$2,Summary!$W$3:$BI$3,0)+$A4)","v":1},{"$f":"OFFSET(Summary!$V$29,$B4,MATCH(K$2,Summary!$W$3:$BI$3,0)+$A4)","v":1},{"$f":"OFFSET(Summary!$V$29,$B4,MATCH(L$2,Summary!$W$3:$BI$3,0)+$A4)","v":1},{"$f":"OFFSET(Summary!$V$29,$B4,MATCH(M$2,Summary!$W$3:$BI$3,0)+$A4)","v":1},{"$f":"OFFSET(Summary!$V$29,$B4,MATCH(N$2,Summary!$W$3:$BI$3,0)+$A4)","v":1},{"$f":"OFFSET(Summary!$V$29,$B4,MATCH(O$2,Summary!$W$3:$BI$3,0)+$A4)","v":1},{"$f":"OFFSET(Summary!$V$29,$B4,MATCH(P$2,Summary!$W$3:$BI$3,0)+$A4)","v":1}]
[{"$f":"A4","v":0},{"$f":"B4+1","v":2},null,{"$f":"OFFSET(Summary!$V$29,$B5,MATCH(D$2,Summary!$W$3:$BI$3,0)+$A5)","v":"0.28 0.52 0.2"},{"$f":"OFFSET(Summary!$V$29,$B5,MATCH(E$2,Summary!$W$3:$BI$3,0)+$A5)","v":"0.28 0.52 0.2"},{"$f":"OFFSET(Summary!$V$29,$B5,MATCH(F$2,Summary!$W$3:$BI$3,0)+$A5)","v":"0.28 0.52 0.2"},{"$f":"OFFSET(Summary!$V$29,$B5,MATCH(G$2,Summary!$W$3:$BI$3,0)+$A5)","v":"0.28 0.52 0.2"},{"$f":"OFFSET(Summary!$V$29,$B5,MATCH(H$2,Summary!$W$3:$BI$3,0)+$A5)","v":"0.28 0.52 0.2"},{"$f":"OFFSET(Summary!$V$29,$B5,MATCH(I$2,Summary!$W$3:$BI$3,0)+$A5)","v":"0.28 0.52 0.2"},{"$f":"OFFSET(Summary!$V$29,$B5,MATCH(J$2,Summary!$W$3:$BI$3,0)+$A5)","v":"0.28 0.52 0.2"},{"$f":"OFFSET(Summary!$V$29,$B5,MATCH(K$2,Summary!$W$3:$BI$3,0)+$A5)","v":"0.28 0.52 0.2"},{"$f":"OFFSET(Summary!$V$29,$B5,MATCH(L$2,Summary!$W$3:$BI$3,0)+$A5)","v":"0.28 0.52 0.2"},{"$f":"OFFSET(Summary!$V$29,$B5,MATCH(M$2,Summary!$W$3:$BI$3,0)+$A5)","v":"0.28 0.52 0.2"},{"$f":"OFFSET(Summary!$V$29,$B5,MATCH(N$2,Summary!$W$3:$BI$3,0)+$A5)","v":"0.28 0.52 0.2"},{"$f":"OFFSET(Summary!$V$29,$B5,MATCH(O$2,Summary!$W$3:$BI$3,0)+$A5)","v":"0.28 0.52 0.2"},{"$f":"OFFSET(Summary!$V$29,$B5,MATCH(P$2,Summary!$W$3:$BI$3,0)+$A5)","v":"0.28 0.52 0.2"}]
[0,3,null,{"$f":"OFFSET(Summary!$V$29,$B6,MATCH(D$2,Summary!$W$3:$BI$3,0)+$A6)","v":1},{"$f":"OFFSET(Summary!$V$29,$B6,MATCH(E$2,Summary!$W$3:$BI$3,0)+$A6)","v":1},{"$f":"OFFSET(Summary!$V$29,$B6,MATCH(F$2,Summary!$W$3:$BI$3,0)+$A6)","v":1},{"$f":"OFFSET(Summary!$V$29,$B6,MATCH(G$2,Summary!$W$3:$BI$3,0)+$A6)","v":1},{"$f":"OFFSET(Summary!$V$29,$B6,MATCH(H$2,Summary!$W$3:$BI$3,0)+$A6)","v":1},{"$f":"OFFSET(Summary!$V$29,$B6,MATCH(I$2,Summary!$W$3:$BI$3,0)+$A6)","v":1},{"$f":"OFFSET(Summary!$V$29,$B6,MATCH(J$2,Summary!$W$3:$BI$3,0)+$A6)","v":1},{"$f":"OFFSET(Summary!$V$29,$B6,MATCH(K$2,Summary!$W$3:$BI$3,0)+$A6)","v":1},{"$f":"OFFSET(Summary!$V$29,$B6,MATCH(L$2,Summary!$W$3:$BI$3,0)+$A6)","v":1},{"$f":"OFFSET(Summary!$V$29,$B6,MATCH(M$2,Summary!$W$3:$BI$3,0)+$A6)","v":1},{"$f":"OFFSET(Summary!$V$29,$B6,MATCH(N$2,Summary!$W$3:$BI$3,0)+$A6)","v":1},{"$f":"OFFSET(Summary!$V$29,$B6,MATCH(O$2,Summary!$W$3:$BI$3,0)+$A6)","v":1},{"$f":"OFFSET(Summary!$V$29,$B6,MATCH(P$2,Summary!$W$3:$BI$3,0)+$A6)","v":1}]
[0,4,null,{"$f":"OFFSET(Summary!$V$29,$B7,MATCH(D$2,Summary!$W$3:$BI$3,0)+$A7)","v":"0.52 0.2 0.248"},{"$f":"OFFSET(Summary!$V$29,$B7,MATCH(E$2,Summary!$W$3:$BI$3,0)+$A7)","v":"0.52 0.2 0.248"},{"$f":"OFFSET(Summary!$V$29,$B7,MATCH(F$2,Summary!$W$3:$BI$3,0)+$A7)","v":"0.52 0.2 0.248"},{"$f":"OFFSET(Summary!$V$29,$B7,MATCH(G$2,Summary!$W$3:$BI$3,0)+$A7)","v":"0.52 0.2 0.248"},{"$f":"OFFSET(Summary!$V$29,$B7,MATCH(H$2,Summary!$W$3:$BI$3,0)+$A7)","v":"0.52 0.2 0.248"},{"$f":"OFFSET(Summary!$V$29,$B7,MATCH(I$2,Summary!$W$3:$BI$3,0)+$A7)","v":"0.52 0.2 0.248"},{"$f":"OFFSET(Summary!$V$29,$B7,MATCH(J$2,Summary!$W$3:$BI$3,0)+$A7)","v":"0.52 0.2 0.248"},{"$f":"OFFSET(Summary!$V$29,$B7,MATCH(K$2,Summary!$W$3:$BI$3,0)+$A7)","v":"0.52 0.2 0.248"},{"$f":"OFFSET(Summary!$V$29,$B7,MATCH(L$2,Summary!$W$3:$BI$3,0)+$A7)","v":"0.52 0.2 0.248"},{"$f":"OFFSET(Summary!$V$29,$B7,MATCH(M$2,Summary!$W$3:$BI$3,0)+$A7)","v":"0.52 0.2 0.248"},{"$f":"OFFSET(Summary!$V$29,$B7,MATCH(N$2,Summary!$W$3:$BI$3,0)+$A7)","v":"0.52 0.2 0.248"},{"$f":"OFFSET(Summary!$V$29,$B7,MATCH(O$2,Summary!$W$3:$BI$3,0)+$A7)","v":"0.52 0.2 0.248"},{"$f":"OFFSET(Summary!$V$29,$B7,MATCH(P$2,Summary!$W$3:$BI$3,0)+$A7)","v":"0.52 0.2 0.248"}]
[0,5,null,{"$f":"OFFSET(Summary!$V$29,$B8,MATCH(D$2,Summary!$W$3:$BI$3,0)+$A8)","v":1},{"$f":"OFFSET(Summary!$V$29,$B8,MATCH(E$2,Summary!$W$3:$BI$3,0)+$A8)","v":1},{"$f":"OFFSET(Summary!$V$29,$B8,MATCH(F$2,Summary!$W$3:$BI$3,0)+$A8)","v":1},{"$f":"OFFSET(Summary!$V$29,$B8,MATCH(G$2,Summary!$W$3:$BI$3,0)+$A8)","v":1},{"$f":"OFFSET(Summary!$V$29,$B8,MATCH(H$2,Summary!$W$3:$BI$3,0)+$A8)","v":1},{"$f":"OFFSET(Summary!$V$29,$B8,MATCH(I$2,Summary!$W$3:$BI$3,0)+$A8)","v":1},{"$f":"OFFSET(Summary!$V$29,$B8,MATCH(J$2,Summary!$W$3:$BI$3,0)+$A8)","v":1},{"$f":"OFFSET(Summary!$V$29,$B8,MATCH(K$2,Summary!$W$3:$BI$3,0)+$A8)","v":1},{"$f":"OFFSET(Summary!$V$29,$B8,MATCH(L$2,Summary!$W$3:$BI$3,0)+$A8)","v":1},{"$f":"OFFSET(Summary!$V$29,$B8,MATCH(M$2,Summary!$W$3:$BI$3,0)+$A8)","v":1},{"$f":"OFFSET(Summary!$V$29,$B8,MATCH(N$2,Summary!$W$3:$BI$3,0)+$A8)","v":1},{"$f":"OFFSET(Summary!$V$29,$B8,MATCH(O$2,Summary!$W$3:$BI$3,0)+$A8)","v":1},{"$f":"OFFSET(Summary!$V$29,$B8,MATCH(P$2,Summary!$W$3:$BI$3,0)+$A8)","v":1}]
[0,6,null,{"$f":"OFFSET(Summary!$V$29,$B9,MATCH(D$2,Summary!$W$3:$BI$3,0)+$A9)","v":"0.248 0.55 0.162 0.04"},{"$f":"OFFSET(Summary!$V$29,$B9,MATCH(E$2,Summary!$W$3:$BI$3,0)+$A9)","v":"0.248 0.55 0.162 0.04"},{"$f":"OFFSET(Summary!$V$29,$B9,MATCH(F$2,Summary!$W$3:$BI$3,0)+$A9)","v":"0.248 0.55 0.162 0.04"},{"$f":"OFFSET(Summary!$V$29,$B9,MATCH(G$2,Summary!$W$3:$BI$3,0)+$A9)","v":"0.248 0.55 0.162 0.04"},{"$f":"OFFSET(Summary!$V$29,$B9,MATCH(H$2,Summary!$W$3:$BI$3,0)+$A9)","v":"0.248 0.55 0.162 0.04"},{"$f":"OFFSET(Summary!$V$29,$B9,MATCH(I$2,Summary!$W$3:$BI$3,0)+$A9)","v":"0.248 0.55 0.162 0.04"},{"$f":"OFFSET(Summary!$V$29,$B9,MATCH(J$2,Summary!$W$3:$BI$3,0)+$A9)","v":"0.248 0.55 0.162 0.04"},{"$f":"OFFSET(Summary!$V$29,$B9,MATCH(K$2,Summary!$W$3:$BI$3,0)+$A9)","v":"0.248 0.55 0.162 0.04"},{"$f":"OFFSET(Summary!$V$29,$B9,MATCH(L$2,Summary!$W$3:$BI$3,0)+$A9)","v":"0.248 0.55 0.162 0.04"},{"$f":"OFFSET(Summary!$V$29,$B9,MATCH(M$2,Summary!$W$3:$BI$3,0)+$A9)","v":"0.248 0.55 0.162 0.04"},{"$f":"OFFSET(Summary!$V$29,$B9,MATCH(N$2,Summary!$W$3:$BI$3,0)+$A9)","v":"0.248 0.55 0.162 0.04"},{"$f":"OFFSET(Summary!$V$29,$B9,MATCH(O$2,Summary!$W$3:$BI$3,0)+$A9)","v":"0.248 0.55 0.162 0.04"},{"$f":"OFFSET(Summary!$V$29,$B9,MATCH(P$2,Summary!$W$3:$BI$3,0)+$A9)","v":"0.248 0.55 0.162 0.04"}]
[{"$f":"A3+1","v":1},{"$f":"B3","v":0},"Urban",{"$f":"OFFSET(Summary!$V$29,$B10,MATCH(D$2,Summary!$W$3:$BI$3,0)+$A10)","v":"0.335 0.329 0.336"},{"$f":"OFFSET(Summary!$V$29,$B10,MATCH(E$2,Summary!$W$3:$BI$3,0)+$A10)","v":"0.335 0.329 0.336"},{"$f":"OFFSET(Summary!$V$29,$B10,MATCH(F$2,Summary!$W$3:$BI$3,0)+$A10)","v":"0.335 0.329 0.336"},{"$f":"OFFSET(Summary!$V$29,$B10,MATCH(G$2,Summary!$W$3:$BI$3,0)+$A10)","v":"0.335 0.329 0.336"},{"$f":"OFFSET(Summary!$V$29,$B10,MATCH(H$2,Summary!$W$3:$BI$3,0)+$A10)","v":"0.335 0.329 0.336"},{"$f":"OFFSET(Summary!$V$29,$B10,MATCH(I$2,Summary!$W$3:$BI$3,0)+$A10)","v":"0.335 0.329 0.336"},{"$f":"OFFSET(Summary!$V$29,$B10,MATCH(J$2,Summary!$W$3:$BI$3,0)+$A10)","v":"0.335 0.329 0.336"},{"$f":"OFFSET(Summary!$V$29,$B10,MATCH(K$2,Summary!$W$3:$BI$3,0)+$A10)","v":"0.335 0.329 0.336"},{"$f":"OFFSET(Summary!$V$29,$B10,MATCH(L$2,Summary!$W$3:$BI$3,0)+$A10)","v":"0.335 0.329 0.336"},{"$f":"OFFSET(Summary!$V$29,$B10,MATCH(M$2,Summary!$W$3:$BI$3,0)+$A10)","v":"0.335 0.329 0.336"},{"$f":"OFFSET(Summary!$V$29,$B10,MATCH(N$2,Summary!$W$3:$BI$3,0)+$A10)","v":"0.335 0.329 0.336"},{"$f":"OFFSET(Summary!$V$29,$B10,MATCH(O$2,Summary!$W$3:$BI$3,0)+$A10)","v":"0.335 0.329 0.336"},{"$f":"OFFSET(Summary!$V$29,$B10,MATCH(P$2,Summary!$W$3:$BI$3,0)+$A10)","v":"0.335 0.329 0.336"}]
[{"$f":"A4+1","v":1},{"$f":"B4","v":1},null,{"$f":"OFFSET(Summary!$V$29,$B11,MATCH(D$2,Summary!$W$3:$BI$3,0)+$A11)","v":1},{"$f":"OFFSET(Summary!$V$29,$B11,MATCH(E$2,Summary!$W$3:$BI$3,0)+$A11)","v":1},{"$f":"OFFSET(Summary!$V$29,$B11,MATCH(F$2,Summary!$W$3:$BI$3,0)+$A11)","v":1},{"$f":"OFFSET(Summary!$V$29,$B11,MATCH(G$2,Summary!$W$3:$BI$3,0)+$A11)","v":1},{"$f":"OFFSET(Summary!$V$29,$B11,MATCH(H$2,Summary!$W$3:$BI$3,0)+$A11)","v":1},{"$f":"OFFSET(Summary!$V$29,$B11,MATCH(I$2,Summary!$W$3:$BI$3,0)+$A11)","v":1},{"$f":"OFFSET(Summary!$V$29,$B11,MATCH(J$2,Summary!$W$3:$BI$3,0)+$A11)","v":1},{"$f":"OFFSET(Summary!$V$29,$B11,MATCH(K$2,Summary!$W$3:$BI$3,0)+$A11)","v":1},{"$f":"OFFSET(Summary!$V$29,$B11,MATCH(L$2,Summary!$W$3:$BI$3,0)+$A11)","v":1},{"$f":"OFFSET(Summary!$V$29,$B11,MATCH(M$2,Summary!$W$3:$BI$3,0)+$A11)","v":1},{"$f":"OFFSET(Summary!$V$29,$B11,MATCH(N$2,Summary!$W$3:$BI$3,0)+$A11)","v":1},{"$f":"OFFSET(Summary!$V$29,$B11,MATCH(O$2,Summary!$W$3:$BI$3,0)+$A11)","v":1},{"$f":"OFFSET(Summary!$V$29,$B11,MATCH(P$2,Summary!$W$3:$BI$3,0)+$A11)","v":1}]
[1,2,null,{"$f":"OFFSET(Summary!$V$29,$B12,MATCH(D$2,Summary!$W$3:$BI$3,0)+$A12)","v":"0.2332 0.52 0.2468"},{"$f":"OFFSET(Summary!$V$29,$B12,MATCH(E$2,Summary!$W$3:$BI$3,0)+$A12)","v":"0.2332 0.52 0.2468"},{"$f":"OFFSET(Summary!$V$29,$B12,MATCH(F$2,Summary!$W$3:$BI$3,0)+$A12)","v":"0.2332 0.52 0.2468"},{"$f":"OFFSET(Summary!$V$29,$B12,MATCH(G$2,Summary!$W$3:$BI$3,0)+$A12)","v":"0.2332 0.52 0.2468"},{"$f":"OFFSET(Summary!$V$29,$B12,MATCH(H$2,Summary!$W$3:$BI$3,0)+$A12)","v":"0.2332 0.52 0.2468"},{"$f":"OFFSET(Summary!$V$29,$B12,MATCH(I$2,Summary!$W$3:$BI$3,0)+$A12)","v":"0.2332 0.52 0.2468"},{"$f":"OFFSET(Summary!$V$29,$B12,MATCH(J$2,Summary!$W$3:$BI$3,0)+$A12)","v":"0.2332 0.52 0.2468"},{"$f":"OFFSET(Summary!$V$29,$B12,MATCH(K$2,Summary!$W$3:$BI$3,0)+$A12)","v":"0.2332 0.52 0.2468"},{"$f":"OFFSET(Summary!$V$29,$B12,MATCH(L$2,Summary!$W$3:$BI$3,0)+$A12)","v":"0.2332 0.52 0.2468"},{"$f":"OFFSET(Summary!$V$29,$B12,MATCH(M$2,Summary!$W$3:$BI$3,0)+$A12)","v":"0.2332 0.52 0.2468"},{"$f":"OFFSET(Summary!$V$29,$B12,MATCH(N$2,Summary!$W$3:$BI$3,0)+$A12)","v":"0.2332 0.52 0.2468"},{"$f":"OFFSET(Summary!$V$29,$B12,MATCH(O$2,Summary!$W$3:$BI$3,0)+$A12)","v":"0.2332 0.52 0.2468"},{"$f":"OFFSET(Summary!$V$29,$B12,MATCH(P$2,Summary!$W$3:$BI$3,0)+$A12)","v":"0.2332 0.52 0.2468"}]
[1,3,null,{"$f":"OFFSET(Summary!$V$29,$B13,MATCH(D$2,Summary!$W$3:$BI$3,0)+$A13)","v":1},{"$f":"OFFSET(Summary!$V$29,$B13,MATCH(E$2,Summary!$W$3:$BI$3,0)+$A13)","v":1},{"$f":"OFFSET(Summary!$V$29,$B13,MATCH(F$2,Summary!$W$3:$BI$3,0)+$A13)","v":1},{"$f":"OFFSET(Summary!$V$29,$B13,MATCH(G$2,Summary!$W$3:$BI$3,0)+$A13)","v":1},{"$f":"OFFSET(Summary!$V$29,$B13,MATCH(H$2,Summary!$W$3:$BI$3,0)+$A13)","v":1},{"$f":"OFFSET(Summary!$V$29,$B13,MATCH(I$2,Summary!$W$3:$BI$3,0)+$A13)","v":1},{"$f":"OFFSET(Summary!$V$29,$B13,MATCH(J$2,Summary!$W$3:$BI$3,0)+$A13)","v":1},{"$f":"OFFSET(Summary!$V$29,$B13,MATCH(K$2,Summary!$W$3:$BI$3,0)+$A13)","v":1},{"$f":"OFFSET(Summary!$V$29,$B13,MATCH(L$2,Summary!$W$3:$BI$3,0)+$A13)","v":1},{"$f":"OFFSET(Summary!$V$29,$B13,MATCH(M$2,Summary!$W$3:$BI$3,0)+$A13)","v":1},{"$f":"OFFSET(Summary!$V$29,$B13,MATCH(N$2,Summary!$W$3:$BI$3,0)+$A13)","v":1},{"$f":"OFFSET(Summary!$V$29,$B13,MATCH(O$2,Summary!$W$3:$BI$3,0)+$A13)","v":1},{"$f":"OFFSET(Summary!$V$29,$B13,MATCH(P$2,Summary!$W$3:$BI$3,0)+$A13)","v":1}]
[1,4,null,{"$f":"OFFSET(Summary!$V$29,$B14,MATCH(D$2,Summary!$W$3:$BI$3,0)+$A14)","v":"0.52 0.2468 0.23"},{"$f":"OFFSET(Summary!$V$29,$B14,MATCH(E$2,Summary!$W$3:$BI$3,0)+$A14)","v":"0.52 0.2468 0.23"},{"$f":"OFFSET(Summary!$V$29,$B14,MATCH(F$2,Summary!$W$3:$BI$3,0)+$A14)","v":"0.52 0.2468 0.23"},{"$f":"OFFSET(Summary!$V$29,$B14,MATCH(G$2,Summary!$W$3:$BI$3,0)+$A14)","v":"0.52 0.2468 0.23"},{"$f":"OFFSET(Summary!$V$29,$B14,MATCH(H$2,Summary!$W$3:$BI$3,0)+$A14)","v":"0.52 0.2468 0.23"},{"$f":"OFFSET(Summary!$V$29,$B14,MATCH(I$2,Summary!$W$3:$BI$3,0)+$A14)","v":"0.52 0.2468 0.23"},{"$f":"OFFSET(Summary!$V$29,$B14,MATCH(J$2,Summary!$W$3:$BI$3,0)+$A14)","v":"0.52 0.2468 0.23"},{"$f":"OFFSET(Summary!$V$29,$B14,MATCH(K$2,Summary!$W$3:$BI$3,0)+$A14)","v":"0.52 0.2468 0.23"},{"$f":"OFFSET(Summary!$V$29,$B14,MATCH(L$2,Summary!$W$3:$BI$3,0)+$A14)","v":"0.52 0.2468 0.23"},{"$f":"OFFSET(Summary!$V$29,$B14,MATCH(M$2,Summary!$W$3:$BI$3,0)+$A14)","v":"0.52 0.2468 0.23"},{"$f":"OFFSET(Summary!$V$29,$B14,MATCH(N$2,Summary!$W$3:$BI$3,0)+$A14)","v":"0.52 0.2468 0.23"},{"$f":"OFFSET(Summary!$V$29,$B14,MATCH(O$2,Summary!$W$3:$BI$3,0)+$A14)","v":"0.52 0.2468 0.23"},{"$f":"OFFSET(Summary!$V$29,$B14,MATCH(P$2,Summary!$W$3:$BI$3,0)+$A14)","v":"0.52 0.2468 0.23"}]
[1,5,null,{"$f":"OFFSET(Summary!$V$29,$B15,MATCH(D$2,Summary!$W$3:$BI$3,0)+$A15)","v":1},{"$f":"OFFSET(Summary!$V$29,$B15,MATCH(E$2,Summary!$W$3:$BI$3,0)+$A15)","v":1},{"$f":"OFFSET(Summary!$V$29,$B15,MATCH(F$2,Summary!$W$3:$BI$3,0)+$A15)","v":1},{"$f":"OFFSET(Summary!$V$29,$B15,MATCH(G$2,Summary!$W$3:$BI$3,0)+$A15)","v":1},{"$f":"OFFSET(Summary!$V$29,$B15,MATCH(H$2,Summary!$W$3:$BI$3,0)+$A15)","v":1},{"$f":"OFFSET(Summary!$V$29,$B15,MATCH(I$2,Summary!$W$3:$BI$3,0)+$A15)","v":1},{"$f":"OFFSET(Summary!$V$29,$B15,MATCH(J$2,Summary!$W$3:$BI$3,0)+$A15)","v":1},{"$f":"OFFSET(Summary!$V$29,$B15,MATCH(K$2,Summary!$W$3:$BI$3,0)+$A15)","v":1},{"$f":"OFFSET(Summary!$V$29,$B15,MATCH(L$2,Summary!$W$3:$BI$3,0)+$A15)","v":1},{"$f":"OFFSET(Summary!$V$29,$B15,MATCH(M$2,Summary!$W$3:$BI$3,0)+$A15)","v":1},{"$f":"OFFSET(Summary!$V$29,$B15,MATCH(N$2,Summary!$W$3:$BI$3,0)+$A15)","v":1},{"$f":"OFFSET(Summary!$V$29,$B15,MATCH(O$2,Summary!$W$3:$BI$3,0)+$A15)","v":1},{"$f":"OFFSET(Summary!$V$29,$B15,MATCH(P$2,Summary!$W$3:$BI$3,0)+$A15)","v":1}]
[1,6,null,{"$f":"OFFSET(Summary!$V$29,$B16,MATCH(D$2,Summary!$W$3:$BI$3,0)+$A16)","v":"0.23 0.47 0.23 0.07"},{"$f":"OFFSET(Summary!$V$29,$B16,MATCH(E$2,Summary!$W$3:$BI$3,0)+$A16)","v":"0.23 0.47 0.23 0.07"},{"$f":"OFFSET(Summary!$V$29,$B16,MATCH(F$2,Summary!$W$3:$BI$3,0)+$A16)","v":"0.23 0.47 0.23 0.07"},{"$f":"OFFSET(Summary!$V$29,$B16,MATCH(G$2,Summary!$W$3:$BI$3,0)+$A16)","v":"0.23 0.47 0.23 0.07"},{"$f":"OFFSET(Summary!$V$29,$B16,MATCH(H$2,Summary!$W$3:$BI$3,0)+$A16)","v":"0.23 0.47 0.23 0.07"},{"$f":"OFFSET(Summary!$V$29,$B16,MATCH(I$2,Summary!$W$3:$BI$3,0)+$A16)","v":"0.23 0.47 0.23 0.07"},{"$f":"OFFSET(Summary!$V$29,$B16,MATCH(J$2,Summary!$W$3:$BI$3,0)+$A16)","v":"0.23 0.47 0.23 0.07"},{"$f":"OFFSET(Summary!$V$29,$B16,MATCH(K$2,Summary!$W$3:$BI$3,0)+$A16)","v":"0.23 0.47 0.23 0.07"},{"$f":"OFFSET(Summary!$V$29,$B16,MATCH(L$2,Summary!$W$3:$BI$3,0)+$A16)","v":"0.23 0.47 0.23 0.07"},{"$f":"OFFSET(Summary!$V$29,$B16,MATCH(M$2,Summary!$W$3:$BI$3,0)+$A16)","v":"0.23 0.47 0.23 0.07"},{"$f":"OFFSET(Summary!$V$29,$B16,MATCH(N$2,Summary!$W$3:$BI$3,0)+$A16)","v":"0.23 0.47 0.23 0.07"},{"$f":"OFFSET(Summary!$V$29,$B16,MATCH(O$2,Summary!$W$3:$BI$3,0)+$A16)","v":"0.23 0.47 0.23 0.07"},{"$f":"OFFSET(Summary!$V$29,$B16,MATCH(P$2,Summary!$W$3:$BI$3,0)+$A16)","v":"0.23 0.47 0.23 0.07"}]
[2,0,"Rural",{"$f":"OFFSET(Summary!$V$29,$B17,MATCH(D$2,Summary!$W$3:$BI$3,0)+$A17)","v":"0.335 0.329 0.336"},{"$f":"OFFSET(Summary!$V$29,$B17,MATCH(E$2,Summary!$W$3:$BI$3,0)+$A17)","v":"0.335 0.329 0.336"},{"$f":"OFFSET(Summary!$V$29,$B17,MATCH(F$2,Summary!$W$3:$BI$3,0)+$A17)","v":"0.335 0.329 0.336"},{"$f":"OFFSET(Summary!$V$29,$B17,MATCH(G$2,Summary!$W$3:$BI$3,0)+$A17)","v":"0.335 0.329 0.336"},{"$f":"OFFSET(Summary!$V$29,$B17,MATCH(H$2,Summary!$W$3:$BI$3,0)+$A17)","v":"0.335 0.329 0.336"},{"$f":"OFFSET(Summary!$V$29,$B17,MATCH(I$2,Summary!$W$3:$BI$3,0)+$A17)","v":"0.335 0.329 0.336"},{"$f":"OFFSET(Summary!$V$29,$B17,MATCH(J$2,Summary!$W$3:$BI$3,0)+$A17)","v":"0.335 0.329 0.336"},{"$f":"OFFSET(Summary!$V$29,$B17,MATCH(K$2,Summary!$W$3:$BI$3,0)+$A17)","v":"0.335 0.329 0.336"},{"$f":"OFFSET(Summary!$V$29,$B17,MATCH(L$2,Summary!$W$3:$BI$3,0)+$A17)","v":"0.335 0.329 0.336"},{"$f":"OFFSET(Summary!$V$29,$B17,MATCH(M$2,Summary!$W$3:$BI$3,0)+$A17)","v":"0.335 0.329 0.336"},{"$f":"OFFSET(Summary!$V$29,$B17,MATCH(N$2,Summary!$W$3:$BI$3,0)+$A17)","v":"0.335 0.329 0.336"},{"$f":"OFFSET(Summary!$V$29,$B17,MATCH(O$2,Summary!$W$3:$BI$3,0)+$A17)","v":"0.335 0.329 0.336"},{"$f":"OFFSET(Summary!$V$29,$B17,MATCH(P$2,Summary!$W$3:$BI$3,0)+$A17)","v":"0.335 0.329 0.336"}]
[2,1,null,{"$f":"OFFSET(Summary!$V$29,$B18,MATCH(D$2,Summary!$W$3:$BI$3,0)+$A18)","v":1},{"$f":"OFFSET(Summary!$V$29,$B18,MATCH(E$2,Summary!$W$3:$BI$3,0)+$A18)","v":1},{"$f":"OFFSET(Summary!$V$29,$B18,MATCH(F$2,Summary!$W$3:$BI$3,0)+$A18)","v":1},{"$f":"OFFSET(Summary!$V$29,$B18,MATCH(G$2,Summary!$W$3:$BI$3,0)+$A18)","v":1},{"$f":"OFFSET(Summary!$V$29,$B18,MATCH(H$2,Summary!$W$3:$BI$3,0)+$A18)","v":1},{"$f":"OFFSET(Summary!$V$29,$B18,MATCH(I$2,Summary!$W$3:$BI$3,0)+$A18)","v":1},{"$f":"OFFSET(Summary!$V$29,$B18,MATCH(J$2,Summary!$W$3:$BI$3,0)+$A18)","v":1},{"$f":"OFFSET(Summary!$V$29,$B18,MATCH(K$2,Summary!$W$3:$BI$3,0)+$A18)","v":1},{"$f":"OFFSET(Summary!$V$29,$B18,MATCH(L$2,Summary!$W$3:$BI$3,0)+$A18)","v":1},{"$f":"OFFSET(Summary!$V$29,$B18,MATCH(M$2,Summary!$W$3:$BI$3,0)+$A18)","v":1},{"$f":"OFFSET(Summary!$V$29,$B18,MATCH(N$2,Summary!$W$3:$BI$3,0)+$A18)","v":1},{"$f":"OFFSET(Summary!$V$29,$B18,MATCH(O$2,Summary!$W$3:$BI$3,0)+$A18)","v":1},{"$f":"OFFSET(Summary!$V$29,$B18,MATCH(P$2,Summary!$W$3:$BI$3,0)+$A18)","v":1}]
[2,2,null,{"$f":"OFFSET(Summary!$V$29,$B19,MATCH(D$2,Summary!$W$3:$BI$3,0)+$A19)","v":"0.293 0.351 0.356"},{"$f":"OFFSET(Summary!$V$29,$B19,MATCH(E$2,Summary!$W$3:$BI$3,0)+$A19)","v":"0.293 0.351 0.356"},{"$f":"OFFSET(Summary!$V$29,$B19,MATCH(F$2,Summary!$W$3:$BI$3,0)+$A19)","v":"0.293 0.351 0.356"},{"$f":"OFFSET(Summary!$V$29,$B19,MATCH(G$2,Summary!$W$3:$BI$3,0)+$A19)","v":"0.293 0.351 0.356"},{"$f":"OFFSET(Summary!$V$29,$B19,MATCH(H$2,Summary!$W$3:$BI$3,0)+$A19)","v":"0.293 0.351 0.356"},{"$f":"OFFSET(Summary!$V$29,$B19,MATCH(I$2,Summary!$W$3:$BI$3,0)+$A19)","v":"0.293 0.351 0.356"},{"$f":"OFFSET(Summary!$V$29,$B19,MATCH(J$2,Summary!$W$3:$BI$3,0)+$A19)","v":"0.293 0.351 0.356"},{"$f":"OFFSET(Summary!$V$29,$B19,MATCH(K$2,Summary!$W$3:$BI$3,0)+$A19)","v":"0.293 0.351 0.356"},{"$f":"OFFSET(Summary!$V$29,$B19,MATCH(L$2,Summary!$W$3:$BI$3,0)+$A19)","v":"0.293 0.351 0.356"},{"$f":"OFFSET(Summary!$V$29,$B19,MATCH(M$2,Summary!$W$3:$BI$3,0)+$A19)","v":"0.293 0.351 0.356"},{"$f":"OFFSET(Summary!$V$29,$B19,MATCH(N$2,Summary!$W$3:$BI$3,0)+$A19)","v":"0.293 0.351 0.356"},{"$f":"OFFSET(Summary!$V$29,$B19,MATCH(O$2,Summary!$W$3:$BI$3,0)+$A19)","v":"0.293 0.351 0.356"},{"$f":"OFFSET(Summary!$V$29,$B19,MATCH(P$2,Summary!$W$3:$BI$3,0)+$A19)","v":"0.293 0.351 0.356"}]
[2,3,null,{"$f":"OFFSET(Summary!$V$29,$B20,MATCH(D$2,Summary!$W$3:$BI$3,0)+$A20)","v":1},{"$f":"OFFSET(Summary!$V$29,$B20,MATCH(E$2,Summary!$W$3:$BI$3,0)+$A20)","v":1},{"$f":"OFFSET(Summary!$V$29,$B20,MATCH(F$2,Summary!$W$3:$BI$3,0)+$A20)","v":1},{"$f":"OFFSET(Summary!$V$29,$B20,MATCH(G$2,Summary!$W$3:$BI$3,0)+$A20)","v":1},{"$f":"OFFSET(Summary!$V$29,$B20,MATCH(H$2,Summary!$W$3:$BI$3,0)+$A20)","v":1},{"$f":"OFFSET(Summary!$V$29,$B20,MATCH(I$2,Summary!$W$3:$BI$3,0)+$A20)","v":1},{"$f":"OFFSET(Summary!$V$29,$B20,MATCH(J$2,Summary!$W$3:$BI$3,0)+$A20)","v":1},{"$f":"OFFSET(Summary!$V$29,$B20,MATCH(K$2,Summary!$W$3:$BI$3,0)+$A20)","v":1},{"$f":"OFFSET(Summary!$V$29,$B20,MATCH(L$2,Summary!$W$3:$BI$3,0)+$A20)","v":1},{"$f":"OFFSET(Summary!$V$29,$B20,MATCH(M$2,Summary!$W$3:$BI$3,0)+$A20)","v":1},{"$f":"OFFSET(Summary!$V$29,$B20,MATCH(N$2,Summary!$W$3:$BI$3,0)+$A20)","v":1},{"$f":"OFFSET(Summary!$V$29,$B20,MATCH(O$2,Summary!$W$3:$BI$3,0)+$A20)","v":1},{"$f":"OFFSET(Summary!$V$29,$B20,MATCH(P$2,Summary!$W$3:$BI$3,0)+$A20)","v":1}]
[2,4,null,{"$f":"OFFSET(Summary!$V$29,$B21,MATCH(D$2,Summary!$W$3:$BI$3,0)+$A21)","v":"0.351 0.356 0.298"},{"$f":"OFFSET(Summary!$V$29,$B21,MATCH(E$2,Summary!$W$3:$BI$3,0)+$A21)","v":"0.351 0.356 0.298"},{"$f":"OFFSET(Summary!$V$29,$B21,MATCH(F$2,Summary!$W$3:$BI$3,0)+$A21)","v":"0.351 0.356 0.298"},{"$f":"OFFSET(Summary!$V$29,$B21,MATCH(G$2,Summary!$W$3:$BI$3,0)+$A21)","v":"0.351 0.356 0.298"},{"$f":"OFFSET(Summary!$V$29,$B21,MATCH(H$2,Summary!$W$3:$BI$3,0)+$A21)","v":"0.351 0.356 0.298"},{"$f":"OFFSET(Summary!$V$29,$B21,MATCH(I$2,Summary!$W$3:$BI$3,0)+$A21)","v":"0.351 0.356 0.298"},{"$f":"OFFSET(Summary!$V$29,$B21,MATCH(J$2,Summary!$W$3:$BI$3,0)+$A21)","v":"0.351 0.356 0.298"},{"$f":"OFFSET(Summary!$V$29,$B21,MATCH(K$2,Summary!$W$3:$BI$3,0)+$A21)","v":"0.351 0.356 0.298"},{"$f":"OFFSET(Summary!$V$29,$B21,MATCH(L$2,Summary!$W$3:$BI$3,0)+$A21)","v":"0.351 0.356 0.298"},{"$f":"OFFSET(Summary!$V$29,$B21,MATCH(M$2,Summary!$W$3:$BI$3,0)+$A21)","v":"0.351 0.356 0.298"},{"$f":"OFFSET(Summary!$V$29,$B21,MATCH(N$2,Summary!$W$3:$BI$3,0)+$A21)","v":"0.351 0.356 0.298"},{"$f":"OFFSET(Summary!$V$29,$B21,MATCH(O$2,Summary!$W$3:$BI$3,0)+$A21)","v":"0.351 0.356 0.298"},{"$f":"OFFSET(Summary!$V$29,$B21,MATCH(P$2,Summary!$W$3:$BI$3,0)+$A21)","v":"0.351 0.356 0.298"}]
[2,5,null,{"$f":"OFFSET(Summary!$V$29,$B22,MATCH(D$2,Summary!$W$3:$BI$3,0)+$A22)","v":1},{"$f":"OFFSET(Summary!$V$29,$B22,MATCH(E$2,Summary!$W$3:$BI$3,0)+$A22)","v":1},{"$f":"OFFSET(Summary!$V$29,$B22,MATCH(F$2,Summary!$W$3:$BI$3,0)+$A22)","v":1},{"$f":"OFFSET(Summary!$V$29,$B22,MATCH(G$2,Summary!$W$3:$BI$3,0)+$A22)","v":1},{"$f":"OFFSET(Summary!$V$29,$B22,MATCH(H$2,Summary!$W$3:$BI$3,0)+$A22)","v":1},{"$f":"OFFSET(Summary!$V$29,$B22,MATCH(I$2,Summary!$W$3:$BI$3,0)+$A22)","v":1},{"$f":"OFFSET(Summary!$V$29,$B22,MATCH(J$2,Summary!$W$3:$BI$3,0)+$A22)","v":1},{"$f":"OFFSET(Summary!$V$29,$B22,MATCH(K$2,Summary!$W$3:$BI$3,0)+$A22)","v":1},{"$f":"OFFSET(Summary!$V$29,$B22,MATCH(L$2,Summary!$W$3:$BI$3,0)+$A22)","v":1},{"$f":"OFFSET(Summary!$V$29,$B22,MATCH(M$2,Summary!$W$3:$BI$3,0)+$A22)","v":1},{"$f":"OFFSET(Summary!$V$29,$B22,MATCH(N$2,Summary!$W$3:$BI$3,0)+$A22)","v":1},{"$f":"OFFSET(Summary!$V$29,$B22,MATCH(O$2,Summary!$W$3:$BI$3,0)+$A22)","v":1},{"$f":"OFFSET(Summary!$V$29,$B22,MATCH(P$2,Summary!$W$3:$BI$3,0)+$A22)","v":1}]
[2,6,null,{"$f":"OFFSET(Summary!$V$29,$B23,MATCH(D$2,Summary!$W$3:$BI$3,0)+$A23)","v":"0.298 0.365 0.252 0.085"},{"$f":"OFFSET(Summary!$V$29,$B23,MATCH(E$2,Summary!$W$3:$BI$3,0)+$A23)","v":"0.298 0.365 0.252 0.085"},{"$f":"OFFSET(Summary!$V$29,$B23,MATCH(F$2,Summary!$W$3:$BI$3,0)+$A23)","v":"0.298 0.365 0.252 0.085"},{"$f":"OFFSET(Summary!$V$29,$B23,MATCH(G$2,Summary!$W$3:$BI$3,0)+$A23)","v":"0.298 0.365 0.252 0.085"},{"$f":"OFFSET(Summary!$V$29,$B23,MATCH(H$2,Summary!$W$3:$BI$3,0)+$A23)","v":"0.298 0.365 0.252 0.085"},{"$f":"OFFSET(Summary!$V$29,$B23,MATCH(I$2,Summary!$W$3:$BI$3,0)+$A23)","v":"0.298 0.365 0.252 0.085"},{"$f":"OFFSET(Summary!$V$29,$B23,MATCH(J$2,Summary!$W$3:$BI$3,0)+$A23)","v":"0.298 0.365 0.252 0.085"},{"$f":"OFFSET(Summary!$V$29,$B23,MATCH(K$2,Summary!$W$3:$BI$3,0)+$A23)","v":"0.298 0.365 0.252 0.085"},{"$f":"OFFSET(Summary!$V$29,$B23,MATCH(L$2,Summary!$W$3:$BI$3,0)+$A23)","v":"0.298 0.365 0.252 0.085"},{"$f":"OFFSET(Summary!$V$29,$B23,MATCH(M$2,Summary!$W$3:$BI$3,0)+$A23)","v":"0.298 0.365 0.252 0.085"},{"$f":"OFFSET(Summary!$V$29,$B23,MATCH(N$2,Summary!$W$3:$BI$3,0)+$A23)","v":"0.298 0.365 0.252 0.085"},{"$f":"OFFSET(Summary!$V$29,$B23,MATCH(O$2,Summary!$W$3:$BI$3,0)+$A23)","v":"0.298 0.365 0.252 0.085"},{"$f":"OFFSET(Summary!$V$29,$B23,MATCH(P$2,Summary!$W$3:$BI$3,0)+$A23)","v":"0.298 0.365 0.252 0.085"}]

{"sheet":"Demand","index":6,"n_rows":16,"n_cols":7,"rows_kept":16,"cut":false,"hidden":false,"merged":[]}
[]
[]
[null,null,null,null,{"$f":"'[1]For model'!E18","v":"Heavy Industry"},{"$f":"'[1]For model'!F18","v":"Urban"},{"$f":"'[1]For model'!G18","v":"Rural"}]
[null,{"$f":"'[1]For model'!B19","v":"Burkina"},{"$f":"'[1]For model'!C19","v":"BUR"},null,130.76000000000002,780.82399999999996,22.415999999999997]
[null,{"$f":"'[1]For model'!B20","v":"Cote d'Ivoire"},{"$f":"'[1]For model'!C20","v":"CIV"},null,894.60000000000014,5342.0399999999991,153.35999999999996]
[null,{"$f":"'[1]For model'!B21","v":"Gambia"},{"$f":"'[1]For model'!C21","v":"GAM"},null,67.399999999999991,261.512,8.088000000000001]
[null,{"$f":"'[1]For model'!B22","v":"Ghana"},{"$f":"'[1]For model'!C22","v":"GHA"},null,1642.9,9810.4600000000009,281.64]
[null,{"$f":"'[1]For model'!B23","v":"Guinea"},{"$f":"'[1]For model'!C23","v":"GUI"},null,0,738.91573228528489,21.084267714715057]
[null,{"$f":"'[1]For model'!B24","v":"Guinea-Bissau"},{"$f":"'[1]For model'!C24","v":"GBI"},null,0,144.90534351145038,4.0946564885496182]
[null,{"$f":"'[1]For model'!B25","v":"Liberia"},{"$f":"'[1]For model'!C25","v":"LIB"},null,33,102.00142789148025,2.9985721085197521]
[null,{"$f":"'[1]For model'!B26","v":"Mali"},{"$f":"'[1]For model'!C26","v":"MAL"},null,271.04000000000002,931.39200000000005,29.567999999999998]
[null,{"$f":"'[1]For model'!B27","v":"Niger"},{"$f":"'[1]For model'!C27","v":"NIG"},null,145.92000000000002,744.19199999999989,21.887999999999998]
[null,{"$f":"'[1]For model'!B28","v":"Nigeria"},{"$f":"'[1]For model'!C28","v":"NGA"},null,9291.0400000000009,47384.303999999996,1393.6559999999999]
[null,{"$f":"'[1]For model'!B29","v":"Senegal"},{"$f":"'[1]For model'!C29","v":"SEN"},null,418.74000000000007,2500.4759999999997,71.783999999999978]
[null,{"$f":"'[1]For model'!B30","v":"Sierra Leone"},{"$f":"'[1]For model'!C30","v":"SIE"},null,350,259.35778175313055,7.6422182468694091]
[null,{"$f":"'[1]For model'!B31","v":"Togo/Benin"},{"$f":"'[1]For model'!C31","v":"TBN"},null,386.82000000000005,2309.8679999999999,66.311999999999983]

{"sheet":"REAvail","index":7,"n_rows":195,"n_cols":43,"rows_kept":195,"cut":false,"hidden":false,"merged":[]}
[null,null,null,null,null,{"$f":"14.58/64","v":0.2278125}]
[]
["Technology",null,"Duration",null,"PV util","PVst1hr","PVst2hr","PV rooftop","Wind25","Wind30","STH","STH st",null,null,null,null,"max blocks","Characterization",null,0,{"$f":"T3+1","v":1},{"$f":"U3+1","v":2},3,4,5,6,7,8,9,10,11,12,13,14,15,16,17,18,19,20,21,22,23]
[null,"#",null,null,null,null,null,null,null,null,null,null,null,null,null,1,{"$f":"MAX(T4:AQ4)","v":3},{"$f":"EMP!AR22","v":"s1d1"},{"$f":"P4","v":1},{"$f":"EMP!AT22","v":1},{"$f":"EMP!AU22","v":1},{"$f":"EMP!AV22","v":1},{"$f":"EMP!AW22","v":1},{"$f":"EMP!AX22","v":1},{"$f":"EMP!AY22","v":1},{"$f":"EMP!AZ22","v":2},{"$f":"EMP!BA22","v":2},{"$f":"EMP!BB22","v":2},{"$f":"EMP!BC22","v":2},{"$f":"EMP!BD22","v":2},{"$f":"EMP!BE22","v":2},{"$f":"EMP!BF22","v":2},{"$f":"EMP!BG22","v":2},{"$f":"EMP!BH22","v":2},{"$f":"EMP!BI22","v":2},{"$f":"EMP!BJ22","v":2},{"$f":"EMP!BK22","v":2},{"$f":"EMP!BL22","v":3},{"$f":"EMP!BM22","v":3},{"$f":"EMP!BN22","v":3},{"$f":"EMP!BO22","v":3},{"$f":"EMP!BP22","v":3},{"$f":"EMP!BQ22","v":1}]
["Energy (GWh)",null,null,null,null,null,null,null,null,null,null,null,null,null,null,{"$f":"P4+1","v":2},3,{"$f":"EMP!AR23","v":"s1d2"},2,{"$f":"EMP!AT23","v":1},{"$f":"EMP!AU23","v":1},{"$f":"EMP!AV23","v":1},{"$f":"EMP!AW23","v":1},{"$f":"EMP!AX23","v":1},{"$f":"EMP!AY23","v":1},{"$f":"EMP!AZ23","v":2},{"$f":"EMP!BA23","v":2},{"$f":"EMP!BB23","v":2},{"$f":"EMP!BC23","v":2},{"$f":"EMP!BD23","v":2},{"$f":"EMP!BE23","v":2},{"$f":"EMP!BF23","v":2},{"$f":"EMP!BG23","v":2},{"$f":"EMP!BH23","v":2},{"$f":"EMP!BI23","v":2},{"$f":"EMP!BJ23","v":2},{"$f":"EMP!BK23","v":2},{"$f":"EMP!BL23","v":3},{"$f":"EMP!BM23","v":3},{"$f":"EMP!BN23","v":3},{"$f":"EMP!BO23","v":3},{"$f":"EMP!BP23","v":3},{"$f":"EMP!BQ23","v":1}]
["Peak (raw)",{"$f":"CIV!AQ28","v":10},null,null,null,null,null,null,null,null,null,null,null,null,null,{"$f":"P5+1","v":3},3,{"$f":"EMP!AR24","v":"s2d1"},3,{"$f":"EMP!AT24","v":1},{"$f":"EMP!AU24","v":1},{"$f":"EMP!AV24","v":1},{"$f":"EMP!AW24","v":1},{"$f":"EMP!AX24","v":1},{"$f":"EMP!AY24","v":1},{"$f":"EMP!AZ24","v":2},{"$f":"EMP!BA24","v":2},{"$f":"EMP!BB24","v":2},{"$f":"EMP!BC24","v":2},{"$f":"EMP!BD24","v":2},{"$f":"EMP!BE24","v":2},{"$f":"EMP!BF24","v":2},{"$f":"EMP!BG24","v":2},{"$f":"EMP!BH24","v":2},{"$f":"EMP!BI24","v":2},{"$f":"EMP!BJ24","v":2},{"$f":"EMP!BK24","v":2},{"$f":"EMP!BL24","v":3},{"$f":"EMP!BM24","v":3},{"$f":"EMP!BN24","v":3},{"$f":"EMP!BO24","v":3},{"$f":"EMP!BP24","v":3},{"$f":"EMP!BQ24","v":1}]
["Load Factor (raw)",null,null,null,0.25,0.22500000000000001,0.25,0.2,0.25,0.3,0.35,0.5,null,null,null,{"$f":"P6+1","v":4},3,{"$f":"EMP!AR25","v":"s2d2"},4,{"$f":"EMP!AT25","v":1},{"$f":"EMP!AU25","v":1},{"$f":"EMP!AV25","v":1},{"$f":"EMP!AW25","v":1},{"$f":"EMP!AX25","v":1},{"$f":"EMP!AY25","v":1},{"$f":"EMP!AZ25","v":2},{"$f":"EMP!BA25","v":2},{"$f":"EMP!BB25","v":2},{"$f":"EMP!BC25","v":2},{"$f":"EMP!BD25","v":2},{"$f":"EMP!BE25","v":2},{"$f":"EMP!BF25","v":2},{"$f":"EMP!BG25","v":2},{"$f":"EMP!BH25","v":2},{"$f":"EMP!BI25","v":2},{"$f":"EMP!BJ25","v":2},{"$f":"EMP!BK25","v":2},{"$f":"EMP!BL25","v":3},{"$f":"EMP!BM25","v":3},{"$f":"EMP!BN25","v":3},{"$f":"EMP!BO25","v":3},{"$f":"EMP!BP25","v":3},{"$f":"EMP!BQ25","v":1}]
["Load factor (model)",null,null,null,{"$f":"E82","v":0.47320918444724325},{"$f":"F82","v":0.58101546263118087},{"$f":"G82","v":0.64835749434765266},0.47320918444724325,0.49592951622075693,0.49592951622075693,0.46179410796140619,0.54426097732525036,null,null,null,{"$f":"P7+1","v":5},4,{"$f":"EMP!AR26","v":"s3d1"},5,{"$f":"EMP!AT26","v":1},{"$f":"EMP!AU26","v":1},{"$f":"EMP!AV26","v":1},{"$f":"EMP!AW26","v":1},{"$f":"EMP!AX26","v":1},{"$f":"EMP!AY26","v":1},{"$f":"EMP!AZ26","v":2},{"$f":"EMP!BA26","v":2},{"$f":"EMP!BB26","v":2},{"$f":"EMP!BC26","v":2},{"$f":"EMP!BD26","v":2},{"$f":"EMP!BE26","v":2},{"$f":"EMP!BF26","v":2},{"$f":"EMP!BG26","v":2},{"$f":"EMP!BH26","v":2},{"$f":"EMP!BI26","v":2},{"$f":"EMP!BJ26","v":2},{"$f":"EMP!BK26","v":2},{"$f":"EMP!BL26","v":3},{"$f":"EMP!BM26","v":4},{"$f":"EMP!BN26","v":3},{"$f":"EMP!BO26","v":3},{"$f":"EMP!BP26","v":3},{"$f":"EMP!BQ26","v":1}]
["Plant Factor",null,null,null,{"$f":"E7/E8","v":0.52830758196721306},{"$f":"F7/F8","v":0.38725303278688528},{"$f":"G7/G8","v":0.38558974358974357},0.42264606557377044,0.50410389344262296,0.60492467213114753,0.75791352459016381,0.91867692307692306,null,null,null,{"$f":"P8+1","v":6},4,{"$f":"EMP!AR27","v":"s3d2"},6,{"$f":"EMP!AT27","v":1},{"$f":"EMP!AU27","v":1},{"$f":"EMP!AV27","v":1},{"$f":"EMP!AW27","v":1},{"$f":"EMP!AX27","v":1},{"$f":"EMP!AY27","v":1},{"$f":"EMP!AZ27","v":2},{"$f":"EMP!BA27","v":2},{"$f":"EMP!BB27","v":2},{"$f":"EMP!BC27","v":2},{"$f":"EMP!BD27","v":2},{"$f":"EMP!BE27","v":2},{"$f":"EMP!BF27","v":2},{"$f":"EMP!BG27","v":2},{"$f":"EMP!BH27","v":2},{"$f":"EMP!BI27","v":2},{"$f":"EMP!BJ27","v":2},{"$f":"EMP!BK27","v":2},{"$f":"EMP!BL27","v":3},{"$f":"EMP!BM27","v":4},{"$f":"EMP!BN27","v":3},{"$f":"EMP!BO27","v":3},{"$f":"EMP!BP27","v":3},{"$f":"EMP!BQ27","v":1}]
["scaling factor",null,null,null,1,1,1,1,1,1,1,1]
[{"$f":"CIV!AH6","v":"s1"},1,{"$f":"Summary!C10","v":0.34520547945205482},null,{"$f":"N19/$N$22","v":0.32341664250858937},{"$f":"N24/$N$27","v":0.31904794831768091},{"$f":"N41/$N$44","v":0.33808313892412623},{"$f":"E11","v":0.32341664250858937},{"$f":"C11","v":0.34520547945205482},{"$f":"C11","v":0.34520547945205482},{"$f":"F11","v":0.31904794831768091},{"$f":"C11","v":0.34520547945205482},null,null,null,"Total blcks",{"$f":"Q8+Q6+Q4","v":10}]
[{"$f":"CIV!AH7","v":"s2"},{"$f":"B11+1","v":2},{"$f":"Summary!C11","v":0.33698630136986302},null,{"$f":"N20/$N$22","v":0.35316671498282121},{"$f":"N25/$N$27","v":0.36190410336463824},{"$f":"N42/$N$44","v":0.32383372215174755},{"$f":"E12","v":0.35316671498282121},{"$f":"C12","v":0.33698630136986302},{"$f":"C12","v":0.33698630136986302},{"$f":"F12","v":0.36190410336463824},{"$f":"C12","v":0.33698630136986302}]
[{"$f":"CIV!AH8","v":"s3"},{"$f":"B12+1","v":3},{"$f":"Summary!C12","v":0.31780821917808222},null,0.32341664250858937,0.31904794831768091,0.33808313892412623,{"$f":"E13","v":0.32341664250858937},0.31780821917808222,0.31780821917808222,0.31904794831768091,0.31780821917808222]
[{"$f":"CIV!AR13","v":"s1d1"},1,{"$f":"Summary!C13","v":1},null,1,1,1,1,1,1,1,1]
[{"$f":"CIV!AR14","v":"s1d2"},{"$f":"B14+1","v":2},{"$f":"Summary!C14","v":0},null,0,0,0,0,0,0,0,0]
[{"$f":"CIV!AR15","v":"s2d1"},{"$f":"B15+1","v":3},{"$f":"Summary!C15","v":1},null,1,1,1,1,1,1,1,1]
[{"$f":"CIV!AR16","v":"s2d2"},{"$f":"B16+1","v":4},{"$f":"Summary!C16","v":0},null,0,0,0,0,0,0,0,0]
[{"$f":"CIV!AR17","v":"s3d1"},{"$f":"B17+1","v":5},{"$f":"Summary!C17","v":1},null,1,1,1,1,1,1,1,1,null,"sum","scale","Solar PV","start","peak","end"]
[{"$f":"CIV!AR18","v":"s3d2"},{"$f":"B18+1","v":6},{"$f":"Summary!C18","v":0},null,0,0,0,0,0,0,0,0,null,{"$f":"SUM(T19:AQ19)","v":6.9547528137000976},1,"s1",7,13,18,0,{"$f":"IF(U$3<$R19,MAX(0,$O19*COS(($R19-U$3)/($R19-$Q19)*(PI()/2))),MAX(0,$O19*COS((U$3-$R19)/($S19-$R19)*(PI()/2))))","v":0},{"$f":"IF(V$3<$R19,MAX(0,$O19*COS(($R19-V$3)/($R19-$Q19)*(PI()/2))),MAX(0,$O19*COS((V$3-$R19)/($S19-$R19)*(PI()/2))))","v":0},0,0,0,0,6.1257422745431001E-17,0.25881904510252074,0.50000000000000011,0.70710678118654757,0.86602540378443871,0.96592582628906831,1,0.95105651629515353,0.80901699437494745,0.58778525229247314,0.30901699437494745,6.1257422745431001E-17,0,0,0,0,0]
[{"$f":"CIV!AR51","v":"s1d1b1"},1,{"$f":"Summary!C19","v":0.29166666666666669},null,{"$f":"E61/SUMIF($A$61:$A$70,LEFT($A61,4)&\"*\",E$61:E$70)","v":0},{"$f":"F61/SUMIF($A$61:$A$70,LEFT($A61,4)&\"*\",F$61:F$70)","v":0},{"$f":"G61/SUMIF($A$61:$A$70,LEFT($A61,4)&\"*\",G$61:G$70)","v":0.13883551841008548},0,0,0,0,2.9547895150327092E-2,null,{"$f":"SUM(T20:AQ20)","v":7.5944984948224006},1,"s2",6,13,18,0,{"$f":"IF(U$3<$R20,MAX(0,$O20*COS(($R20-U$3)/($R20-$Q20)*(PI()/2))),MAX(0,$O20*COS((U$3-$R20)/($S20-$R20)*(PI()/2))))","v":0},0,0,0,0,6.1257422745431001E-17,0.22252093395631445,0.43388373911755818,0.62348980185873359,0.7818314824680298,0.90096886790241915,0.97492791218182362,1,0.95105651629515353,0.80901699437494745,0.58778525229247314,0.30901699437494745,6.1257422745431001E-17,0,0,0,0,0]
[{"$f":"CIV!AR52","v":"s1d1b2"},{"$f":"B20+1","v":2},{"$f":"Summary!C20","v":0.5},null,{"$f":"E62/SUMIF($A$61:$A$70,LEFT($A62,4)&\"*\",E$61:E$70)","v":1},0.82566248237139628,{"$f":"G62/SUMIF($A$61:$A$70,LEFT($A62,4)&\"*\",G$61:G$70)","v":0.56573447154053491},1,1,1,1,0.61288267156101561,null,6.9547528137000976,1,"s3",7,13,18,0,0,0,0,0,0,0,6.1257422745431001E-17,0.25881904510252074,0.50000000000000011,0.70710678118654757,0.86602540378443871,0.96592582628906831,1,0.95105651629515353,0.80901699437494745,0.58778525229247314,0.30901699437494745,6.1257422745431001E-17,0,0,0,0,0]
[{"$f":"CIV!AR53","v":"s1d1b3"},{"$f":"B21+1","v":3},{"$f":"Summary!C21","v":0.20833333333333334},null,8.8079942431254529E-18,0.17433751762860364,{"$f":"G63/SUMIF($A$61:$A$70,LEFT($A63,4)&\"*\",G$61:G$70)","v":0.29543001004937958},8.8079942431254529E-18,8.8079942431254529E-18,8.8079942431254529E-18,8.8079942431254529E-18,0.35756943328865731,"Total",{"$f":"SUM(N19:N21)","v":21.504004122222597}]
[{"$f":"CIV!AR54","v":"s2d1b1"},4,{"$f":"Summary!C22","v":0.29166666666666663},null,0,5.6768587973572082E-18,{"$f":"G64/SUMIF($A$61:$A$70,LEFT($A64,4)&\"*\",G$61:G$70)","v":0.14494459547435593},0,0,0,0,2.8158664723976472E-2,null,null,null,"Solar PV st"]
[{"$f":"CIV!AR55","v":"s2d1b2"},5,{"$f":"Summary!C23","v":0.49999999999999994},null,1,0.79479284561792007,{"$f":"G65/SUMIF($A$61:$A$70,LEFT($A65,4)&\"*\",G$61:G$70)","v":0.54662580532819871},1,1,1,1,0.63108346618611266,null,{"$f":"SUM(T24:AQ24)","v":9.512903207743248},1,"s1",7,13,22,0,{"$f":"IF(U$3<$R24,MAX(0,$O24*COS(($R24-U$3)/($R24-$Q24)*(PI()/2))),MAX(0,$O24*COS((U$3-$R24)/($S24-$R24)*(PI()/2))))","v":0},{"$f":"IF(V$3<$R24,MAX(0,$O24*COS(($R24-V$3)/($R24-$Q24)*(PI()/2))),MAX(0,$O24*COS((V$3-$R24)/($S24-$R24)*(PI()/2))))","v":0},0,0,0,0,6.1257422745431001E-17,0.25881904510252074,0.50000000000000011,0.70710678118654757,0.86602540378443871,0.96592582628906831,1,0.98480775301220802,0.93969262078590843,0.86602540378443871,0.76604444311897801,0.64278760968653936,0.50000000000000011,0.34202014332566882,0.17364817766693041,6.1257422745431001E-17,0]
[{"$f":"CIV!AR56","v":"s2d1b3"},6,{"$f":"Summary!C24","v":0.20833333333333331},null,8.066026056518893E-18,0.20520715438207987,{"$f":"G66/SUMIF($A$61:$A$70,LEFT($A66,4)&\"*\",G$61:G$70)","v":0.30842959919744545},8.066026056518893E-18,8.066026056518893E-18,8.066026056518893E-18,8.066026056518893E-18,0.3407578690899109,null,{"$f":"SUM(T25:AQ25)","v":10.790725105572232},1,"s2",6,13,23,0,{"$f":"IF(U$3<$R25,MAX(0,$O25*COS(($R25-U$3)/($R25-$Q25)*(PI()/2))),MAX(0,$O25*COS((U$3-$R25)/($S25-$R25)*(PI()/2))))","v":0},0,0,0,0,6.1257422745431001E-17,0.22252093395631445,0.43388373911755818,0.62348980185873359,0.7818314824680298,0.90096886790241915,0.97492791218182362,1,0.98768834059513777,0.95105651629515353,0.8910065241883679,0.80901699437494745,0.70710678118654757,0.58778525229247314,0.4539904997395468,0.30901699437494745,0.15643446504023092,6.1257422745431001E-17]
[{"$f":"CIV!AR57","v":"s3d1b1"},7,{"$f":"Summary!C25","v":0.29166666666666669},null,0,0,{"$f":"G67/SUMIF($A$61:$A$70,LEFT($A67,4)&\"*\",G$61:G$70)","v":0.13883551841008551},0,0,0,0,2.9547895150327092E-2,null,9.512903207743248,1,"s3",7,13,22,0,0,0,0,0,0,0,6.1257422745431001E-17,0.25881904510252074,0.50000000000000011,0.70710678118654757,0.86602540378443871,0.96592582628906831,1,0.98480775301220802,0.93969262078590843,0.86602540378443871,0.76604444311897801,0.64278760968653936,0.50000000000000011,0.34202014332566882,0.17364817766693041,6.1257422745431001E-17,0]
[{"$f":"CIV!AR58","v":"s3d1b2"},8,{"$f":"Summary!C26","v":0.5},null,1,0.82566248237139628,{"$f":"G68/SUMIF($A$61:$A$70,LEFT($A68,4)&\"*\",G$61:G$70)","v":0.56573447154053502},1,1,1,1,0.61288267156101561,null,{"$f":"SUM(N24:N26)","v":29.816531521058728}]
[{"$f":"CIV!AR59","v":"s3d1b3"},9,{"$f":"Summary!C27","v":0.16666666666666666},null,8.8079942431254529E-18,0.12177732763392217,{"$f":"G69/SUMIF($A$61:$A$70,LEFT($A69,4)&\"*\",G$61:G$70)","v":0.23448844796124726},8.8079942431254529E-18,8.8079942431254529E-18,8.8079942431254529E-18,8.8079942431254529E-18,0.28035706230172192]
[{"$f":"CIV!AR60","v":"s3d1b4"},10,{"$f":"Summary!C28","v":4.1666666666666664E-2},null,0,5.256018999468149E-2,{"$f":"G70/SUMIF($A$61:$A$70,LEFT($A70,4)&\"*\",G$61:G$70)","v":6.0941562088132353E-2},0,0,0,0,7.7212370986935328E-2,null,null,null,"Solar Thermal with storage"]
[{"$f":"CIV!AR61","v":""},11,{"$f":"Summary!C29","v":""},null,null,null,null,null,null,null,null,null,null,{"$f":"SUM(T30:AQ30)","v":12.951292483547803},1,"s1",7,14,18,0,{"$f":"IF(U$3<$R30,MAX(0,$O30*COS(($R30-U$3)/($R30-$Q30)*(PI()/2))),MAX(0,$O30*COS((U$3-$R30)/($S30-$R30)*(PI()/2))))","v":0},{"$f":"IF(V$3<$R30,MAX(0,$O30*COS(($R30-V$3)/($R30-$Q30)*(PI()/2))),MAX(0,$O30*COS((V$3-$R30)/($S30-$R30)*(PI()/2))))","v":0},0,0,0,0,6.1257422745431001E-17,0.22252093395631445,0.43388373911755818,0.62348980185873359,0.7818314824680298,0.90096886790241915,0.97492791218182362,1,1,1,1,1,1,1,0.92387953251128674,0.70710678118654757,0.38268343236508984]
[{"$f":"CIV!AR62","v":""},12,{"$f":"Summary!C30","v":""},null,null,null,null,null,null,null,null,null,null,{"$f":"SUM(T31:AQ31)","v":13.590254939867354},1,"s2",6,14,18,0,{"$f":"IF(U$3<$R31,MAX(0,$O31*COS(($R31-U$3)/($R31-$Q31)*(PI()/2))),MAX(0,$O31*COS((U$3-$R31)/($S31-$R31)*(PI()/2))))","v":0},0,0,0,0,6.1257422745431001E-17,0.19509032201612833,0.38268343236508984,0.55557023301960229,0.70710678118654757,0.83146961230254524,0.92387953251128674,0.98078528040323043,1,1,1,1,1,1,1,0.92387953251128674,0.70710678118654757,0.38268343236508984]
[{"$f":"CIV!AR63","v":""},13,{"$f":"Summary!C31","v":""},null,null,null,null,null,null,null,null,null,null,12.951292483547803,1,"s3",7,14,18,0,0,0,0,0,0,0,6.1257422745431001E-17,0.22252093395631445,0.43388373911755818,0.62348980185873359,0.7818314824680298,0.90096886790241915,0.97492791218182362,1,1,1,1,1,1,1,0.92387953251128674,0.70710678118654757,0.38268343236508984]
[{"$f":"CIV!AR64","v":""},14,{"$f":"Summary!C32","v":""},null,null,null,null,null,null,null,null,null,null,{"$f":"SUM(N30:N32)","v":39.492839906962956}]
[{"$f":"CIV!AR65","v":""},15,{"$f":"Summary!C33","v":""}]
[{"$f":"CIV!AR66","v":""},16,{"$f":"Summary!C34","v":""}]
[{"$f":"CIV!AR67","v":""},17,{"$f":"Summary!C35","v":""}]
[{"$f":"CIV!AR68","v":""},18,{"$f":"Summary!C36","v":""}]
[{"$f":"CIV!AR69","v":""},19,{"$f":"Summary!C37","v":""}]
[{"$f":"CIV!AR70","v":""},20,{"$f":"Summary!C38","v":""}]
[{"$f":"CIV!AR71","v":""},21,{"$f":"Summary!C39","v":""},null,null,null,null,null,null,null,null,null,null,null,null,"Solar PV st urban"]
[{"$f":"CIV!AR72","v":""},22,{"$f":"Summary!C40","v":""},null,null,null,null,null,null,null,null,null,null,{"$f":"SUM(T41:AQ41)","v":15.16008945053283},1,"s1",6,14,24,0.38268343236508984,0.38268343236508984,0.38268343236508984,0.38268343236508984,0.19134171618254492,{"$f":"IF(Y$3<$R41,MAX(0,$O41*COS(($R41-Y$3)/($R41-$Q41)*(PI()/2))),MAX(0,$O41*COS((Y$3-$R41)/($S41-$R41)*(PI()/2))))","v":0},6.1257422745431001E-17,0.19509032201612833,0.38268343236508984,0.55557023301960229,0.70710678118654757,0.83146961230254524,0.92387953251128674,0.98078528040323043,1,1,1,1,1,0.92387953251128674,0.92387953251128674,0.92387953251128674,0.70710678118654757,0.38268343236508984]
[{"$f":"CIV!AR73","v":""},23,{"$f":"Summary!C41","v":""},null,null,null,null,null,null,null,null,null,null,{"$f":"SUM(T42:AQ42)","v":14.521126994213279},1,"s2",7,14,24,0.38268343236508984,0.38268343236508984,0.38268343236508984,0.38268343236508984,0.19134171618254492,0,0,6.1257422745431001E-17,0.22252093395631445,0.43388373911755818,0.62348980185873359,0.7818314824680298,0.90096886790241915,0.97492791218182362,1,1,1,1,1,0.92387953251128674,0.92387953251128674,0.92387953251128674,0.70710678118654757,0.38268343236508984]
[{"$f":"CIV!AR74","v":""},24,{"$f":"Summary!C42","v":""},null,null,null,null,null,null,null,null,null,null,15.16008945053283,1,"s3",6,14,24,0.38268343236508984,0.38268343236508984,0.38268343236508984,0.38268343236508984,0.19134171618254492,0,6.1257422745431001E-17,0.19509032201612833,0.38268343236508984,0.55557023301960229,0.70710678118654757,0.83146961230254524,0.92387953251128674,0.98078528040323043,1,1,1,1,1,0.92387953251128674,0.92387953251128674,0.92387953251128674,0.70710678118654757,0.38268343236508984]
[{"$f":"CIV!AR75","v":""},25,{"$f":"Summary!C43","v":""},null,null,null,null,null,null,null,null,null,null,{"$f":"SUM(N41:N43)","v":44.841305895278936}]
[{"$f":"CIV!AR76","v":""},26,{"$f":"Summary!C44","v":""}]
[{"$f":"CIV!AR77","v":""},27,{"$f":"Summary!C45","v":""}]
[{"$f":"CIV!AR78","v":""},28,{"$f":"Summary!C46","v":""}]
[{"$f":"CIV!AR79","v":""},29,{"$f":"Summary!C47","v":""}]
[{"$f":"CIV!AR80","v":""},30,{"$f":"Summary!C48","v":""}]
[{"$f":"CIV!AR81","v":""},31,{"$f":"Summary!C49","v":""}]
[{"$f":"CIV!AR82","v":""},32,{"$f":"Summary!C50","v":""}]
[{"$f":"CIV!AR83","v":""},33,{"$f":"Summary!C51","v":""}]
[{"$f":"CIV!AR84","v":""},34,{"$f":"Summary!C52","v":""}]
[{"$f":"CIV!AR85","v":""},35,{"$f":"Summary!C53","v":""}]
[{"$f":"CIV!AR86","v":""},36,{"$f":"Summary!C54","v":""}]
[{"$f":"CIV!AR87","v":""},37,{"$f":"Summary!C55","v":""}]
[{"$f":"CIV!AR88","v":""},38,{"$f":"Summary!C56","v":""}]
[{"$f":"CIV!AR89","v":""},39,{"$f":"Summary!C57","v":""}]
[{"$f":"CIV!AR90","v":""},40,{"$f":"Summary!C58","v":""}]
["Year Fractions"]
[{"$f":"Summary!A60","v":"s1d1b1"},{"$f":"Summary!B60","v":1},{"$f":"Summary!C49","v":""},null,{"$f":"SUMIF(OFFSET($T$3,SUMIF($A$14:$A$19,LEFT($A20,4),$B$14:$B$19),0,1,24),RIGHT($A20,1),OFFSET($T$18,MID($A20,2,1),0,1,24))*E$10","v":0},{"$f":"SUMIF(OFFSET($T$3,SUMIF($A$14:$A$19,LEFT($A20,4),$B$14:$B$19),0,1,24),RIGHT($A20,1),OFFSET($T$23,MID($A20,2,1),0,1,24))*F$10","v":0},{"$f":"SUMIF(OFFSET($T$3,SUMIF($A$14:$A$19,LEFT($A20,4),$B$14:$B$19),0,1,24),RIGHT($A20,1),OFFSET($T$40,MID($A20,2,1),0,1,24))*G$10","v":2.1047588780079938},{"$f":"SUMIF(OFFSET($T$3,SUMIF($A$14:$A$19,LEFT($A20,4),$B$14:$B$19),0,1,24),RIGHT($A20,1),OFFSET($T$18,MID($A20,2,1),0,1,24))*H$10","v":0},0,0,0,{"$f":"SUMIF(OFFSET($T$3,SUMIF($A$14:$A$19,LEFT($A20,4),$B$14:$B$19),0,1,24),RIGHT($A20,1),OFFSET($T$29,MID($A20,2,1),0,1,24))*L$10","v":0.38268343236508984}]
[{"$f":"Summary!A61","v":"s1d1b2"},{"$f":"Summary!B61","v":2},{"$f":"Summary!C50","v":""},null,6.9547528137000976,{"$f":"SUMIF(OFFSET($T$3,SUMIF($A$14:$A$19,LEFT($A21,4),$B$14:$B$19),0,1,24),RIGHT($A21,1),OFFSET($T$23,MID($A21,2,1),0,1,24))*F$10","v":7.8544472770641089},{"$f":"SUMIF(OFFSET($T$3,SUMIF($A$14:$A$19,LEFT($A21,4),$B$14:$B$19),0,1,24),RIGHT($A21,1),OFFSET($T$40,MID($A21,2,1),0,1,24))*G$10","v":8.57658519380443},{"$f":"SUMIF(OFFSET($T$3,SUMIF($A$14:$A$19,LEFT($A21,4),$B$14:$B$19),0,1,24),RIGHT($A21,1),OFFSET($T$18,MID($A21,2,1),0,1,24))*H$10","v":6.9547528137000976},6.9547528137000976,6.9547528137000976,6.9547528137000976,{"$f":"SUMIF(OFFSET($T$3,SUMIF($A$14:$A$19,LEFT($A21,4),$B$14:$B$19),0,1,24),RIGHT($A21,1),OFFSET($T$29,MID($A21,2,1),0,1,24))*L$10","v":7.9376227374848787}]
[{"$f":"Summary!A62","v":"s1d1b3"},{"$f":"Summary!B62","v":3},{"$f":"Summary!C51","v":""},null,6.1257422745431001E-17,1.6584559306791387,4.4787453787204079,{"$f":"SUMIF(OFFSET($T$3,SUMIF($A$14:$A$19,LEFT($A22,4),$B$14:$B$19),0,1,24),RIGHT($A22,1),OFFSET($T$18,MID($A22,2,1),0,1,24))*H$10","v":6.1257422745431001E-17},6.1257422745431001E-17,6.1257422745431001E-17,6.1257422745431001E-17,4.6309863136978349]
[{"$f":"Summary!A63","v":"s2d1b1"},{"$f":"Summary!B63","v":4},{"$f":"Summary!C52","v":""},null,0,6.1257422745431001E-17,2.1047588780079938,{"$f":"SUMIF(OFFSET($T$3,SUMIF($A$14:$A$19,LEFT($A23,4),$B$14:$B$19),0,1,24),RIGHT($A23,1),OFFSET($T$18,MID($A23,2,1),0,1,24))*H$10","v":0},0,0,0,0.38268343236508984]
[{"$f":"Summary!A64","v":"s2d1b2"},{"$f":"Summary!B64","v":5},{"$f":"Summary!C53","v":""},null,7.5944984948224006,8.5763911129384844,7.9376227374848787,{"$f":"SUMIF(OFFSET($T$3,SUMIF($A$14:$A$19,LEFT($A24,4),$B$14:$B$19),0,1,24),RIGHT($A24,1),OFFSET($T$18,MID($A24,2,1),0,1,24))*H$10","v":7.5944984948224006},7.5944984948224006,7.5944984948224006,7.5944984948224006,8.57658519380443]
[{"$f":"Summary!A65","v":"s2d1b3"},{"$f":"Summary!B65","v":6},{"$f":"Summary!C54","v":""},null,6.1257422745431001E-17,2.2143339926337458,4.4787453787204079,{"$f":"SUMIF(OFFSET($T$3,SUMIF($A$14:$A$19,LEFT($A25,4),$B$14:$B$19),0,1,24),RIGHT($A25,1),OFFSET($T$18,MID($A25,2,1),0,1,24))*H$10","v":6.1257422745431001E-17},6.1257422745431001E-17,6.1257422745431001E-17,6.1257422745431001E-17,4.6309863136978349]
[{"$f":"Summary!A66","v":"s3d1b1"},{"$f":"Summary!B66","v":7},{"$f":"Summary!C55","v":""},null,0,0,2.1047588780079938,{"$f":"SUMIF(OFFSET($T$3,SUMIF($A$14:$A$19,LEFT($A26,4),$B$14:$B$19),0,1,24),RIGHT($A26,1),OFFSET($T$18,MID($A26,2,1),0,1,24))*H$10","v":0},0,0,0,0.38268343236508984]
[{"$f":"Summary!A67","v":"s3d1b2"},{"$f":"Summary!B67","v":8},{"$f":"Summary!C56","v":""},null,6.9547528137000976,7.8544472770641089,8.57658519380443,{"$f":"SUMIF(OFFSET($T$3,SUMIF($A$14:$A$19,LEFT($A27,4),$B$14:$B$19),0,1,24),RIGHT($A27,1),OFFSET($T$18,MID($A27,2,1),0,1,24))*H$10","v":6.9547528137000976},6.9547528137000976,6.9547528137000976,6.9547528137000976,7.9376227374848787]
[{"$f":"Summary!A68","v":"s3d1b3"},{"$f":"Summary!B68","v":9},{"$f":"Summary!C57","v":""},null,6.1257422745431001E-17,1.1584559306791387,3.5548658462091209,{"$f":"SUMIF(OFFSET($T$3,SUMIF($A$14:$A$19,LEFT($A28,4),$B$14:$B$19),0,1,24),RIGHT($A28,1),OFFSET($T$18,MID($A28,2,1),0,1,24))*H$10","v":6.1257422745431001E-17},6.1257422745431001E-17,6.1257422745431001E-17,6.1257422745431001E-17,3.6309863136978344]
[{"$f":"Summary!A69","v":"s3d1b4"},{"$f":"Summary!B69","v":10},{"$f":"Summary!C58","v":""},null,0,0.50000000000000011,0.92387953251128674,{"$f":"SUMIF(OFFSET($T$3,SUMIF($A$14:$A$19,LEFT($A29,4),$B$14:$B$19),0,1,24),RIGHT($A29,1),OFFSET($T$18,MID($A29,2,1),0,1,24))*H$10","v":0},0,0,0,1]
["Year Fractions",null,null,null,{"$f":"SUM(E72:E81)","v":1.0000100000000001},{"$f":"SUM(F72:F81)","v":1.0000100000000001},{"$f":"SUM(G72:G81)","v":1.0000199999999999},1.0000100000000001,1.0000100000000001,1.0000100000000001,1,1]
[{"$f":"Summary!A60","v":"s1d1b1"},{"$f":"Summary!B60","v":1},{"$f":"Summary!C60","v":0.10068493150684933},null,{"$f":"IF($B72>$B$6,\"\",ROUND(E20*SUMIF($A$14:$A$19,LEFT($A72,4),E$14:E$19)*SUMIF($A$11:$A$13,LEFT($A72,2),E$11:E$13),5))","v":0},{"$f":"IF($B72>$B$6,\"\",ROUND(F20*SUMIF($A$14:$A$19,LEFT($A72,4),F$14:F$19)*SUMIF($A$11:$A$13,LEFT($A72,2),F$11:F$13),5))","v":0},{"$f":"IF($B72>$B$6,\"\",ROUND(G20*SUMIF($A$14:$A$19,LEFT($A72,4),G$14:G$19)*SUMIF($A$11:$A$13,LEFT($A72,2),G$11:G$13),5))","v":4.6940000000000003E-2},0,0,0,0,1.0200000000000001E-2]
[{"$f":"Summary!A61","v":"s1d1b2"},{"$f":"Summary!B61","v":2},{"$f":"Summary!C61","v":0.17260273972602741},null,0.32341999999999999,{"$f":"IF($B73>$B$6,\"\",ROUND(F21*SUMIF($A$14:$A$19,LEFT($A73,4),F$14:F$19)*SUMIF($A$11:$A$13,LEFT($A73,2),F$11:F$13),5))","v":0.26343},{"$f":"IF($B73>$B$6,\"\",ROUND(G21*SUMIF($A$14:$A$19,LEFT($A73,4),G$14:G$19)*SUMIF($A$11:$A$13,LEFT($A73,2),G$11:G$13),5))","v":0.19127},0.32341999999999999,0.34521000000000002,0.34521000000000002,0.31905,0.21157000000000001]
[{"$f":"Summary!A62","v":"s1d1b3"},{"$f":"Summary!B62","v":3},{"$f":"Summary!C62","v":7.1917808219178092E-2},null,0,{"$f":"IF($B74>$B$6,\"\",ROUND(F22*SUMIF($A$14:$A$19,LEFT($A74,4),F$14:F$19)*SUMIF($A$11:$A$13,LEFT($A74,2),F$11:F$13),5))","v":5.5620000000000003E-2},{"$f":"IF($B74>$B$6,\"\",ROUND(G22*SUMIF($A$14:$A$19,LEFT($A74,4),G$14:G$19)*SUMIF($A$11:$A$13,LEFT($A74,2),G$11:G$13),5))","v":9.9879999999999997E-2},0,0,0,0,0.12343]
[{"$f":"Summary!A63","v":"s2d1b1"},{"$f":"Summary!B63","v":4},{"$f":"Summary!C63","v":9.7488584474885856E-2},null,0,{"$f":"IF($B75>$B$6,\"\",ROUND(F23*SUMIF($A$14:$A$19,LEFT($A75,4),F$14:F$19)*SUMIF($A$11:$A$13,LEFT($A75,2),F$11:F$13),5))","v":0},{"$f":"IF($B75>$B$6,\"\",ROUND(G23*SUMIF($A$14:$A$19,LEFT($A75,4),G$14:G$19)*SUMIF($A$11:$A$13,LEFT($A75,2),G$11:G$13),5))","v":4.6940000000000003E-2},0,0,0,0,9.4900000000000002E-3]
[{"$f":"Summary!A64","v":"s2d1b2"},{"$f":"Summary!B64","v":5},{"$f":"Summary!C64","v":0.16712328767123288},null,0.35316999999999998,{"$f":"IF($B76>$B$6,\"\",ROUND(F24*SUMIF($A$14:$A$19,LEFT($A76,4),F$14:F$19)*SUMIF($A$11:$A$13,LEFT($A76,2),F$11:F$13),5))","v":0.28764000000000001},{"$f":"IF($B76>$B$6,\"\",ROUND(G24*SUMIF($A$14:$A$19,LEFT($A76,4),G$14:G$19)*SUMIF($A$11:$A$13,LEFT($A76,2),G$11:G$13),5))","v":0.17702000000000001},0.35316999999999998,0.33699000000000001,0.33699000000000001,0.3619,0.21267]
[{"$f":"Summary!A65","v":"s2d1b3"},{"$f":"Summary!B65","v":6},{"$f":"Summary!C65","v":6.9634703196347042E-2},null,0,{"$f":"IF($B77>$B$6,\"\",ROUND(F25*SUMIF($A$14:$A$19,LEFT($A77,4),F$14:F$19)*SUMIF($A$11:$A$13,LEFT($A77,2),F$11:F$13),5))","v":7.4270000000000003E-2},{"$f":"IF($B77>$B$6,\"\",ROUND(G25*SUMIF($A$14:$A$19,LEFT($A77,4),G$14:G$19)*SUMIF($A$11:$A$13,LEFT($A77,2),G$11:G$13),5))","v":9.9879999999999997E-2},0,0,0,0,0.11483]
[{"$f":"Summary!A66","v":"s3d1b1"},{"$f":"Summary!B66","v":7},{"$f":"Summary!C66","v":9.3493150684931511E-2},null,0,{"$f":"IF($B78>$B$6,\"\",ROUND(F26*SUMIF($A$14:$A$19,LEFT($A78,4),F$14:F$19)*SUMIF($A$11:$A$13,LEFT($A78,2),F$11:F$13),5))","v":0},{"$f":"IF($B78>$B$6,\"\",ROUND(G26*SUMIF($A$14:$A$19,LEFT($A78,4),G$14:G$19)*SUMIF($A$11:$A$13,LEFT($A78,2),G$11:G$13),5))","v":4.6940000000000003E-2},0,0,0,0,9.3900000000000008E-3]
[{"$f":"Summary!A67","v":"s3d1b2"},{"$f":"Summary!B67","v":8},{"$f":"Summary!C67","v":0.16027397260273973},null,0.32341999999999999,{"$f":"IF($B79>$B$6,\"\",ROUND(F27*SUMIF($A$14:$A$19,LEFT($A79,4),F$14:F$19)*SUMIF($A$11:$A$13,LEFT($A79,2),F$11:F$13),5))","v":0.26343},{"$f":"IF($B79>$B$6,\"\",ROUND(G27*SUMIF($A$14:$A$19,LEFT($A79,4),G$14:G$19)*SUMIF($A$11:$A$13,LEFT($A79,2),G$11:G$13),5))","v":0.19127},0.32341999999999999,0.31780999999999998,0.31780999999999998,0.31905,0.19478000000000001]
[{"$f":"Summary!A68","v":"s3d1b3"},{"$f":"Summary!B68","v":9},{"$f":"Summary!C68","v":5.3424657534246578E-2},null,0,{"$f":"IF($B80>$B$6,\"\",ROUND(F28*SUMIF($A$14:$A$19,LEFT($A80,4),F$14:F$19)*SUMIF($A$11:$A$13,LEFT($A80,2),F$11:F$13),5))","v":3.8850000000000003E-2},{"$f":"IF($B80>$B$6,\"\",ROUND(G28*SUMIF($A$14:$A$19,LEFT($A80,4),G$14:G$19)*SUMIF($A$11:$A$13,LEFT($A80,2),G$11:G$13),5))","v":7.9280000000000003E-2},0,0,0,0,8.9099999999999999E-2]
[{"$f":"Summary!A69","v":"s3d1b4"},{"$f":"Summary!B69","v":10},{"$f":"Summary!C69","v":1.3356164383561644E-2},null,0,{"$f":"IF($B81>$B$6,\"\",ROUND(F29*SUMIF($A$14:$A$19,LEFT($A81,4),F$14:F$19)*SUMIF($A$11:$A$13,LEFT($A81,2),F$11:F$13),5))","v":1.677E-2},{"$f":"IF($B81>$B$6,\"\",ROUND(G29*SUMIF($A$14:$A$19,LEFT($A81,4),G$14:G$19)*SUMIF($A$11:$A$13,LEFT($A81,2),G$11:G$13),5))","v":2.06E-2},0,0,0,0,2.4539999999999999E-2]
["Load factor",null,{"$f":"Summary!C70","v":""},null,{"$f":"1/E83","v":0.47320918444724325},{"$f":"1/F83","v":0.58101546263118087},0.64835749434765266,0.47320918444724325,0.49592951622075693,0.49592951622075693,0.46179410796140619,0.54426097732525036]
["Peaks",null,null,null,{"$f":"MAX(E84:E93)","v":2.1132303278688522},{"$f":"MAX(F84:F93)","v":1.7211245901639345},{"$f":"MAX(G84:G93)","v":1.5423589743589743},2.1132303278688522,2.0164155737704919,2.0164155737704919,2.1654672131147539,1.8373538461538461]
[{"$f":"A72","v":"s1d1b1"},null,{"$f":"Summary!C72","v":""},null,{"$f":"E72/$C72","v":0},{"$f":"F72/$C72","v":0},{"$f":"G72/$C72","v":0.46620680272108839},0,0,0,0,0.10130612244897959]
[{"$f":"A73","v":"s1d1b2"},null,{"$f":"Summary!C73","v":""},null,{"$f":"E73/$C73","v":1.8737825396825394},1.5262214285714284,{"$f":"G73/$C73","v":1.1081515873015872},1.8737825396825394,2.0000261904761905,2.0000261904761905,1.8484642857142857,1.2257626984126984]
["s1d1b3",null,{"$f":"Summary!C74","v":""},null,0,0.77338285714285704,{"$f":"G74/$C74","v":1.3888076190476188},0,0,0,0,1.7162647619047617]
["s2d1b1",null,{"$f":"Summary!C75","v":""},null,0,0,{"$f":"G75/$C75","v":0.48149227166276343},0,0,0,0,9.7344730679156902E-2]
["s2d1b2",null,{"$f":"Summary!C76","v":""},null,2.1132303278688522,1.7211245901639345,{"$f":"G76/$C76","v":1.0592180327868852},2.1132303278688522,2.0164155737704919,2.0164155737704919,2.1654672131147539,1.2725336065573769]
["s2d1b3",null,{"$f":"Summary!C77","v":""},null,0,1.0665659016393441,{"$f":"G77/$C77","v":1.4343422950819669},0,0,0,0,1.6490340983606555]
["s3d1b1",null,{"$f":"Summary!C78","v":""},null,0,0,{"$f":"G78/$C78","v":0.50206886446886445},0,0,0,0,0.10043516483516483]
["s3d1b2",null,{"$f":"Summary!C79","v":""},null,2.0179196581196579,1.6436230769230769,{"$f":"G79/$C79","v":1.1933940170940169},2.0179196581196579,1.9829170940170937,1.9829170940170937,1.9906538461538461,1.2152940170940172]
["s3d1b3",null,{"$f":"Summary!C80","v":""},null,0,0.72719230769230769,{"$f":"G80/$C80","v":1.4839589743589743},0,0,0,0,1.6677692307692307]
["s3d1b4",null,{"$f":"Summary!C81","v":""},null,0,1.2556,{"$f":"G81/$C81","v":1.5423589743589743},0,0,0,0,1.8373538461538461]
[null,null,{"$f":"Summary!C82","v":""}]
[null,null,{"$f":"Summary!C83","v":""}]
[null,null,{"$f":"Summary!C84","v":""}]
[null,null,{"$f":"Summary!C85","v":""}]
[null,null,{"$f":"Summary!C86","v":""}]
[null,null,{"$f":"Summary!C87","v":""}]
[null,null,{"$f":"Summary!C88","v":""}]
[null,null,{"$f":"Summary!C89","v":""}]
[null,null,{"$f":"Summary!C90","v":""}]
[null,null,{"$f":"Summary!C91","v":""}]
[null,null,{"$f":"Summary!C92","v":""}]
[null,null,{"$f":"Summary!C93","v":""}]
[null,null,{"$f":"Summary!C94","v":""}]
[null,null,{"$f":"Summary!C95","v":""}]
[null,null,{"$f":"Summary!C96","v":""}]
[null,null,{"$f":"Summary!C97","v":""}]
[null,null,{"$f":"Summary!C98","v":""}]
[null,null,{"$f":"Summary!C99","v":""}]
[]
[]
[]
[]
[]
[]
[]
[]
[]
[]
[]
[]
[]
[null,null,{"$f":"Summary!C113","v":""}]
[null,null,{"$f":"Summary!C114","v":""}]
[null,null,{"$f":"Summary!C115","v":""}]
[null,null,{"$f":"Summary!C116","v":""}]
[null,null,{"$f":"Summary!C117","v":""}]
[null,null,{"$f":"Summary!C118","v":""}]
[null,null,{"$f":"Summary!C119","v":""}]
[null,null,{"$f":"Summary!C120","v":""}]
[null,null,{"$f":"Summary!C121","v":""}]
[null,null,{"$f":"Summary!C122","v":""}]
[null,null,{"$f":"Summary!C123","v":""}]
[null,null,{"$f":"Summary!C124","v":""}]
[null,null,{"$f":"Summary!C125","v":""}]
[null,null,{"$f":"Summary!C126","v":""}]
[null,null,{"$f":"Summary!C127","v":""}]
[null,null,{"$f":"Summary!C128","v":""}]
[null,null,{"$f":"Summary!C129","v":""}]
[null,null,{"$f":"Summary!C130","v":""}]
[null,null,{"$f":"Summary!C131","v":""}]
[null,null,{"$f":"Summary!C132","v":""}]
[null,null,{"$f":"Summary!C133","v":""}]
[null,null,{"$f":"Summary!C134","v":""}]
[null,null,{"$f":"Summary!C135","v":""}]
[null,null,{"$f":"Summary!C136","v":""}]
[null,null,{"$f":"Summary!C137","v":""}]
[null,null,{"$f":"Summary!C138","v":""}]
[null,null,{"$f":"Summary!C139","v":""}]
[null,null,{"$f":"Summary!C140","v":""}]
[null,null,{"$f":"Summary!C141","v":""}]
[null,null,{"$f":"Summary!C142","v":""}]
[null,null,{"$f":"Summary!C143","v":0}]
[null,null,{"$f":"Summary!C144","v":0.10068493150684933}]
[null,null,{"$f":"Summary!C145","v":0.17260273972602741}]
[null,null,{"$f":"Summary!C146","v":7.1917808219178092E-2}]
[null,null,{"$f":"Summary!C147","v":9.7488584474885856E-2}]
[null,null,{"$f":"Summary!C148","v":0.16712328767123288}]
[null,null,{"$f":"Summary!C149","v":6.9634703196347042E-2}]
[null,null,{"$f":"Summary!C150","v":9.3493150684931511E-2}]
[null,null,{"$f":"Summary!C151","v":0.16027397260273973}]
[null,null,{"$f":"Summary!C152","v":5.3424657534246578E-2}]
[null,null,{"$f":"Summary!C153","v":1.3356164383561644E-2}]
[null,null,{"$f":"Summary!C154","v":""}]
[null,null,{"$f":"Summary!C155","v":""}]
[null,null,{"$f":"Summary!C156","v":""}]
[null,null,{"$f":"Summary!C157","v":""}]
[null,null,{"$f":"Summary!C158","v":""}]
[null,null,{"$f":"Summary!C159","v":""}]
[null,null,{"$f":"Summary!C160","v":""}]
[null,null,{"$f":"Summary!C161","v":""}]
[null,null,{"$f":"Summary!C162","v":""}]
[null,null,{"$f":"Summary!C163","v":""}]
[null,null,{"$f":"Summary!C164","v":""}]
[null,null,{"$f":"Summary!C165","v":""}]
[null,null,{"$f":"Summary!C166","v":""}]
[null,null,{"$f":"Summary!C167","v":""}]
[null,null,{"$f":"Summary!C168","v":""}]
[null,null,{"$f":"Summary!C169","v":""}]
[null,null,{"$f":"Summary!C170","v":""}]
[null,null,{"$f":"Summary!C171","v":""}]
[null,null,{"$f":"Summary!C172","v":""}]
[null,null,{"$f":"Summary!C173","v":""}]
[null,null,{"$f":"Summary!C174","v":""}]
[null,null,{"$f":"Summary!C175","v":""}]
[null,null,{"$f":"Summary!C176","v":""}]
[null,null,{"$f":"Summary!C177","v":""}]
[null,null,{"$f":"Summary!C178","v":""}]
[null,null,{"$f":"Summary!C179","v":""}]
[null,null,{"$f":"Summary!C180","v":""}]
[null,null,{"$f":"Summary!C181","v":""}]
[null,null,{"$f":"Summary!C182","v":""}]
[null,null,{"$f":"Summary!C183","v":""}]

{"sheet":"Generic","index":8,"n_rows":9,"n_cols":3,"rows_kept":9,"cut":false,"hidden":false,"merged":[]}
[]
[]
[null,1,"Monday"]
[null,2,"Tuesday"]
[null,3,"Wednesday"]
[null,4,"Thursday"]
[null,5,"Friday"]
[null,6,"Saturday"]
[null,7,"Sunday"]

{"sheet":"MSG_LoadRegions","index":9,"n_rows":43,"n_cols":9,"rows_kept":43,"cut":false,"hidden":false,"merged":[[3,3,4,8]]}
[]
[]
[]
[null,null,null,"Input data for MESSAGE"]
[]
[]
[]
[]
[]
[]
[]
[]
[]
[]
[]
[]
[null,null,null,null,null,null,"No of Seasons"]
[]
[null,null,null,null,"Start date","Days","Parts"]
[null,null,null,"Pre-Winter","2010-01-01",1,3]
[null,null,null,"Winter","2010-05-06",1,3]
[null,null,null,"Post-Winter","2010-09-05",1,4]
[null,null,null,null,null,null,null,null,"DT1, 2, 3 …"]
[null,null,null,null,null,null,null,null,"anyday"]
[null,null,null,null,null,null,null,"aaa",{"$f":"ROUND(Summary!C19,3)","v":0.29199999999999998}]
[null,null,null,null,null,null,null,"aab",{"$f":"ROUND(Summary!C20,3)","v":0.5}]
[null,null,null,null,null,null,null,"aac",{"$f":"ROUND(Summary!C21,3)","v":0.20799999999999999}]
[null,null,null,null,null,null,null,"Total",{"$f":"SUM(I25:I27)","v":1}]
[]
[]
[null,null,null,null,null,null,null,null,"anyday"]
[null,null,null,null,null,null,null,"baa",{"$f":"ROUND(Summary!C22,3)","v":0.29199999999999998}]
[null,null,null,null,null,null,null,"bab",{"$f":"ROUND(Summary!C23,3)","v":0.5}]
[null,null,null,null,null,null,null,"bac",{"$f":"ROUND(Summary!C24,3)","v":0.20799999999999999}]
[null,null,null,null,null,null,null,"Total",{"$f":"SUM(I32:I34)","v":1}]
[]
[]
[null,null,null,null,null,null,null,null,"anyday"]
[null,null,null,null,null,null,null,"caa",{"$f":"ROUND(Summary!C25,3)","v":0.29199999999999998}]
[null,null,null,null,null,null,null,"cab",{"$f":"ROUND(Summary!C26,3)","v":0.5}]
[null,null,null,null,null,null,null,"cac",{"$f":"ROUND(Summary!C27,3)","v":0.16700000000000001}]
[null,null,null,null,null,null,null,"cad",{"$f":"1-SUM(I39:I41)","v":4.0999999999999925E-2}]
[null,null,null,null,null,null,null,"Total",{"$f":"SUM(I39:I42)","v":1}]

{"sheet":"MSG_empty","index":10,"n_rows":41,"n_cols":12,"rows_kept":41,"cut":false,"hidden":false,"merged":[]}
[]
[null,null,null,null,null,null,null,null,null,null,null,{"$f":"ROUND(C11,4)&\" \"&ROUND(D11,4)&\" \"&ROUND(E11,4)","v":"0.3468 0.3191 0.3341"}]
[null,null,null,null,null,null,null,null,null,null,null,1]
[null,null,null,null,null,null,null,null,null,null,null,{"$f":"ROUND(E17,4)&\" \"&ROUND(E18,4)&\" \"&ROUND(E19,4)","v":"0.2804 0.4857 0.2339"}]
[null,null,null,null,null,null,null,null,null,null,null,1]
[null,null,null,null,null,null,null,null,null,null,null,{"$f":"ROUND(E26,4)&\" \"&ROUND(E27,4)&\" \"&ROUND(E28,4)","v":"0.2763 0.486 0.2377"}]
[null,null,"Empty",null,null,null,null,null,null,null,null,1]
[null,null,2010,null,null,null,null,null,null,null,null,{"$f":"ROUND(E37,4)&\" \"&ROUND(E38,4)&\" \"&ROUND(E39,4)&\" \"&ROUND(E40,4)","v":"0.2764 0.483 0.1863 0.0543"}]
[null,null,"EMP"]
[null,null,"Season 1","Season 2","Season 3"]
[null,null,{"$f":"SUMIF(Summary!$E$3:$AA$3,$C$9,Summary!$E10:$AA10)","v":0.34676738538791185},{"$f":"SUMIF(Summary!$E$3:$AA$3,$C$9,Summary!$E11:$AA11)","v":0.31913544438986469},{"$f":"1-SUM(C11:D11)","v":0.33409717022222352}]
[]
[]
[null,null,null,"Season 1","Season 2","Season 3"]
[null,null,null,null,"DT1"]
[]
[null,null,null,"aaa",{"$f":"SUMIF(Summary!$E$3:$AA$3,$C$9,Summary!$E19:$AA19)","v":0.28038143784131125}]
[null,null,null,"aab",{"$f":"SUMIF(Summary!$E$3:$AA$3,$C$9,Summary!$E20:$AA20)","v":0.4856922020023709}]
[null,null,null,"aac",{"$f":"1-SUM(E17:E18)","v":0.23392636015631785}]
[null,null,null,"Total",{"$f":"SUM(E17:E19)","v":1}]
[]
[]
[null,null,null,"Season 1","Season 2","Season 3"]
[null,null,null,null,"DT1"]
[]
[null,null,null,"baa",{"$f":"SUMIF(Summary!$E$3:$AA$3,$C$9,Summary!$E22:$AA22)","v":0.2763062424462065}]
[null,null,null,"bab",{"$f":"SUMIF(Summary!$E$3:$AA$3,$C$9,Summary!$E23:$AA23)","v":0.48603186410393029}]
[null,null,null,"bac",{"$f":"1-SUM(E26:E27)","v":0.23766189344986322}]
[null,null,null,"Total",{"$f":"SUM(E26:E28)","v":1}]
[]
[]
[null,null,null,"Season 1","Season 2","Season 3"]
[null,null,null,null,"DT1"]
[]
[]
[]
[null,null,null,"caa",{"$f":"SUMIF(Summary!$E$3:$AA$3,$C$9,Summary!$E25:$AA25)","v":0.2763923564328864}]
[null,null,null,"cab",{"$f":"SUMIF(Summary!$E$3:$AA$3,$C$9,Summary!$E26:$AA26)","v":0.48303642968003874}]
[null,null,null,"cac",{"$f":"SUMIF(Summary!$E$3:$AA$3,$C$9,Summary!$E27:$AA27)","v":0.18628448069869522}]
[null,null,null,"cad",{"$f":"1-SUM(E36:E39)","v":5.4286733188379621E-2}]
[null,null,null,"Total",{"$f":"SUM(E36:E40)","v":1}]

{"sheet":"MSG_SEN","index":11,"n_rows":41,"n_cols":12,"rows_kept":41,"cut":false,"hidden":false,"merged":[]}
[]
[null,null,null,null,null,null,null,null,null,null,null,{"$f":"ROUND(C11,4)&\" \"&ROUND(D11,4)&\" \"&ROUND(E11,4)","v":"1.34 1.316 -1.656"}]
[null,null,null,null,null,null,null,null,null,null,null,1]
[null,null,null,null,null,null,null,null,null,null,null,{"$f":"ROUND(E17,4)&\" \"&ROUND(E18,4)&\" \"&ROUND(E19,4)","v":"1.0915 1.9069 -1.9984"}]
[null,null,null,null,null,null,null,null,null,null,null,1]
[null,null,null,null,null,null,null,null,null,null,null,{"$f":"ROUND(E26,4)&\" \"&ROUND(E27,4)&\" \"&ROUND(E28,4)","v":"1.0878 1.9069 -1.9947"}]
[null,null,"Senegal",null,null,null,null,null,null,null,null,1]
[null,null,2010,null,null,null,null,null,null,null,null,{"$f":"ROUND(E37,4)&\" \"&ROUND(E38,4)&\" \"&ROUND(E39,4)&\" \"&ROUND(E40,4)","v":"1.0576 1.8637 0.865 -2.7863"}]
[null,null,"SEN"]
[null,null,"Season 1","Season 2","Season 3"]
[null,null,{"$f":"SUMIF(Summary!$E$3:$AA$3,$C$9,Summary!$E10:$AA10)","v":1.34},{"$f":"SUMIF(Summary!$E$3:$AA$3,$C$9,Summary!$E11:$AA11)","v":1.3159999999999998},{"$f":"1-SUM(C11:D11)","v":-1.6559999999999997}]
[]
[]
[null,null,null,"Season 1","Season 2","Season 3"]
[null,null,null,null,"DT1"]
[]
[null,null,null,"aaa",{"$f":"SUMIF(Summary!$E$3:$AA$3,$C$9,Summary!$E19:$AA19)","v":1.0914509130193033}]
[null,null,null,"aab",{"$f":"SUMIF(Summary!$E$3:$AA$3,$C$9,Summary!$E20:$AA20)","v":1.906944}]
[null,null,null,"aac",{"$f":"1-SUM(E17:E18)","v":-1.9983949130193031}]
[null,null,null,"Total",{"$f":"SUM(E17:E19)","v":1}]
[]
[]
[null,null,null,"Season 1","Season 2","Season 3"]
[null,null,null,null,"DT1"]
[]
[null,null,null,"baa",{"$f":"SUMIF(Summary!$E$3:$AA$3,$C$9,Summary!$E22:$AA22)","v":1.0877632337190597}]
[null,null,null,"bab",{"$f":"SUMIF(Summary!$E$3:$AA$3,$C$9,Summary!$E23:$AA23)","v":1.906944}]
[null,null,null,"bac",{"$f":"1-SUM(E26:E27)","v":-1.9947072337190597}]
[null,null,null,"Total",{"$f":"SUM(E26:E28)","v":1}]
[]
[]
[null,null,null,"Season 1","Season 2","Season 3"]
[null,null,null,null,"DT1"]
[]
[]
[]
[null,null,null,"caa",{"$f":"SUMIF(Summary!$E$3:$AA$3,$C$9,Summary!$E25:$AA25)","v":1.0576006866288286}]
[null,null,null,"cab",{"$f":"SUMIF(Summary!$E$3:$AA$3,$C$9,Summary!$E26:$AA26)","v":1.86368}]
[null,null,null,"cac",{"$f":"SUMIF(Summary!$E$3:$AA$3,$C$9,Summary!$E27:$AA27)","v":0.865008}]
[null,null,null,"cad",{"$f":"1-SUM(E36:E39)","v":-2.7862886866288288}]
[null,null,null,"Total",{"$f":"SUM(E36:E40)","v":1}]

{"sheet":"MSG_GAM","index":12,"n_rows":41,"n_cols":12,"rows_kept":41,"cut":false,"hidden":false,"merged":[]}
[]
[null,null,null,null,null,null,null,null,null,null,null,{"$f":"ROUND(C11,4)&\" \"&ROUND(D11,4)&\" \"&ROUND(E11,4)","v":"1.005 0.987 -0.992"}]
[null,null,null,null,null,null,null,null,null,null,null,1]
[null,null,null,null,null,null,null,null,null,null,null,{"$f":"ROUND(E17,4)&\" \"&ROUND(E18,4)&\" \"&ROUND(E19,4)","v":"0.7985 1.5559 -1.3544"}]
[null,null,null,null,null,null,null,null,null,null,null,1]
[null,null,null,null,null,null,null,null,null,null,null,{"$f":"ROUND(E26,4)&\" \"&ROUND(E27,4)&\" \"&ROUND(E28,4)","v":"0.7948 1.5559 -1.3507"}]
[null,null,"Gambia",null,null,null,null,null,null,null,null,1]
[null,null,2010,null,null,null,null,null,null,null,null,{"$f":"ROUND(E37,4)&\" \"&ROUND(E38,4)&\" \"&ROUND(E39,4)&\" \"&ROUND(E40,4)","v":"0.7596 1.5035 0.6089 -1.872"}]
[null,null,"GAM"]
[null,null,"Season 1","Season 2","Season 3"]
[null,null,{"$f":"SUMIF(Summary!$E$3:$AA$3,$C$9,Summary!$E10:$AA10)","v":1.0050000000000001},{"$f":"SUMIF(Summary!$E$3:$AA$3,$C$9,Summary!$E11:$AA11)","v":0.98699999999999988},{"$f":"1-SUM(C11:D11)","v":-0.99199999999999999}]
[]
[]
[null,null,null,"Season 1","Season 2","Season 3"]
[null,null,null,null,"DT1"]
[]
[null,null,null,"aaa",{"$f":"SUMIF(Summary!$E$3:$AA$3,$C$9,Summary!$E19:$AA19)","v":0.79845091301930327}]
[null,null,null,"aab",{"$f":"SUMIF(Summary!$E$3:$AA$3,$C$9,Summary!$E20:$AA20)","v":1.5559440000000002}]
[null,null,null,"aac",{"$f":"1-SUM(E17:E18)","v":-1.3543949130193034}]
[null,null,null,"Total",{"$f":"SUM(E17:E19)","v":1}]
[]
[]
[null,null,null,"Season 1","Season 2","Season 3"]
[null,null,null,null,"DT1"]
[]
[null,null,null,"baa",{"$f":"SUMIF(Summary!$E$3:$AA$3,$C$9,Summary!$E22:$AA22)","v":0.79476323371905966}]
[null,null,null,"bab",{"$f":"SUMIF(Summary!$E$3:$AA$3,$C$9,Summary!$E23:$AA23)","v":1.5559440000000002}]
[null,null,null,"bac",{"$f":"1-SUM(E26:E27)","v":-1.35070723371906}]
[null,null,null,"Total",{"$f":"SUM(E26:E28)","v":1}]
[]
[]
[null,null,null,"Season 1","Season 2","Season 3"]
[null,null,null,null,"DT1"]
[]
[]
[]
[null,null,null,"caa",{"$f":"SUMIF(Summary!$E$3:$AA$3,$C$9,Summary!$E25:$AA25)","v":0.75960068662882851}]
[null,null,null,"cab",{"$f":"SUMIF(Summary!$E$3:$AA$3,$C$9,Summary!$E26:$AA26)","v":1.5034799999999999}]
[null,null,null,"cac",{"$f":"SUMIF(Summary!$E$3:$AA$3,$C$9,Summary!$E27:$AA27)","v":0.60892800000000002}]
[null,null,null,"cad",{"$f":"1-SUM(E36:E39)","v":-1.8720086866288286}]
[null,null,null,"Total",{"$f":"SUM(E36:E40)","v":1}]

{"sheet":"MSG_CIV","index":13,"n_rows":41,"n_cols":12,"rows_kept":41,"cut":false,"hidden":false,"merged":[]}
[]
[null,null,null,null,null,null,null,null,null,null,null,{"$f":"ROUND(C11,4)&\" \"&ROUND(D11,4)&\" \"&ROUND(E11,4)","v":"0.6878 0.648 -0.3358"}]
[null,null,null,null,null,null,null,null,null,null,null,1]
[null,null,null,null,null,null,null,null,null,null,null,{"$f":"ROUND(E17,4)&\" \"&ROUND(E18,4)&\" \"&ROUND(E19,4)","v":"0.5797 0.9699 -0.5495"}]
[null,null,null,null,null,null,null,null,null,null,null,1]
[null,null,null,null,null,null,null,null,null,null,null,{"$f":"ROUND(E26,4)&\" \"&ROUND(E27,4)&\" \"&ROUND(E28,4)","v":"0.573 0.9696 -0.5427"}]
[null,null,"Ivory Coast",null,null,null,null,null,null,null,null,1]
[null,null,2010,null,null,null,null,null,null,null,null,{"$f":"ROUND(E37,4)&\" \"&ROUND(E38,4)&\" \"&ROUND(E39,4)&\" \"&ROUND(E40,4)","v":"0.573 0.9306 0.4215 -0.9251"}]
[null,null,"CIV"]
[null,null,"Season 1","Season 2","Season 3"]
[null,null,{"$f":"SUMIF(Summary!$E$3:$AA$3,$C$9,Summary!$E10:$AA10)","v":0.68781381481594606},{"$f":"SUMIF(Summary!$E$3:$AA$3,$C$9,Summary!$E11:$AA11)","v":0.64801759043189189},{"$f":"1-SUM(C11:D11)","v":-0.33583140524783794}]
[]
[]
[null,null,null,"Season 1","Season 2","Season 3"]
[null,null,null,null,"DT1"]
[]
[null,null,null,"aaa",{"$f":"SUMIF(Summary!$E$3:$AA$3,$C$9,Summary!$E19:$AA19)","v":0.57966605938148108}]
[null,null,null,"aab",{"$f":"SUMIF(Summary!$E$3:$AA$3,$C$9,Summary!$E20:$AA20)","v":0.96985483952035567}]
[null,null,null,"aac",{"$f":"1-SUM(E17:E18)","v":-0.54952089890183675}]
[null,null,null,"Total",{"$f":"SUM(E17:E19)","v":1}]
[]
[]
[null,null,null,"Season 1","Season 2","Season 3"]
[null,null,null,null,"DT1"]
[]
[null,null,null,"baa",{"$f":"SUMIF(Summary!$E$3:$AA$3,$C$9,Summary!$E22:$AA22)","v":0.57301999660603042}]
[null,null,null,"bab",{"$f":"SUMIF(Summary!$E$3:$AA$3,$C$9,Summary!$E23:$AA23)","v":0.96964322580882012}]
[null,null,null,"bac",{"$f":"1-SUM(E26:E27)","v":-0.54266322241485065}]
[null,null,null,"Total",{"$f":"SUM(E26:E28)","v":1}]
[]
[]
[null,null,null,"Season 1","Season 2","Season 3"]
[null,null,null,null,"DT1"]
[]
[]
[]
[null,null,null,"caa",{"$f":"SUMIF(Summary!$E$3:$AA$3,$C$9,Summary!$E25:$AA25)","v":0.57300332346742011}]
[null,null,null,"cab",{"$f":"SUMIF(Summary!$E$3:$AA$3,$C$9,Summary!$E26:$AA26)","v":0.93058176238684043}]
[null,null,null,"cac",{"$f":"SUMIF(Summary!$E$3:$AA$3,$C$9,Summary!$E27:$AA27)","v":0.4214922836641023}]
[null,null,null,"cad",{"$f":"1-SUM(E36:E39)","v":-0.92507736951836295}]
[null,null,null,"Total",{"$f":"SUM(E36:E40)","v":1}]

{"sheet":"MSG_NIG","index":14,"n_rows":41,"n_cols":12,"rows_kept":41,"cut":false,"hidden":false,"merged":[]}
[]
[null,null,null,null,null,null,null,null,null,null,null,{"$f":"ROUND(C11,4)&\" \"&ROUND(D11,4)&\" \"&ROUND(E11,4)","v":"0.335 0.329 0.336"}]
[null,null,null,null,null,null,null,null,null,null,null,1]
[null,null,null,null,null,null,null,null,null,null,null,{"$f":"ROUND(E17,4)&\" \"&ROUND(E18,4)&\" \"&ROUND(E19,4)","v":"0.2853 0.5159 0.1988"}]
[null,null,null,null,null,null,null,null,null,null,null,1]
[null,null,null,null,null,null,null,null,null,null,null,{"$f":"ROUND(E26,4)&\" \"&ROUND(E27,4)&\" \"&ROUND(E28,4)","v":"0.2816 0.5159 0.2025"}]
[null,null,"Niger",null,null,null,null,null,null,null,null,1]
[null,null,2010,null,null,null,null,null,null,null,null,{"$f":"ROUND(E37,4)&\" \"&ROUND(E38,4)&\" \"&ROUND(E39,4)&\" \"&ROUND(E40,4)","v":"0.2816 0.4803 0.2196 0.0185"}]
[null,null,"NIG"]
[null,null,"Season 1","Season 2","Season 3"]
[null,null,{"$f":"SUMIF(Summary!$E$3:$AA$3,$C$9,Summary!$E10:$AA10)","v":0.33499999999999996},{"$f":"SUMIF(Summary!$E$3:$AA$3,$C$9,Summary!$E11:$AA11)","v":0.32899999999999996},{"$f":"1-SUM(C11:D11)","v":0.33600000000000008}]
[]
[]
[null,null,null,"Season 1","Season 2","Season 3"]
[null,null,null,null,"DT1"]
[]
[null,null,null,"aaa",{"$f":"SUMIF(Summary!$E$3:$AA$3,$C$9,Summary!$E19:$AA19)","v":0.28525091301930328}]
[null,null,null,"aab",{"$f":"SUMIF(Summary!$E$3:$AA$3,$C$9,Summary!$E20:$AA20)","v":0.51594399999999996}]
[null,null,null,"aac",{"$f":"1-SUM(E17:E18)","v":0.19880508698069677}]
[null,null,null,"Total",{"$f":"SUM(E17:E19)","v":1}]
[]
[]
[null,null,null,"Season 1","Season 2","Season 3"]
[null,null,null,null,"DT1"]
[]
[null,null,null,"baa",{"$f":"SUMIF(Summary!$E$3:$AA$3,$C$9,Summary!$E22:$AA22)","v":0.28156323371905978}]
[null,null,null,"bab",{"$f":"SUMIF(Summary!$E$3:$AA$3,$C$9,Summary!$E23:$AA23)","v":0.51594399999999996}]
[null,null,null,"bac",{"$f":"1-SUM(E26:E27)","v":0.20249276628094026}]
[null,null,null,"Total",{"$f":"SUM(E26:E28)","v":1}]
[]
[]
[null,null,null,"Season 1","Season 2","Season 3"]
[null,null,null,null,"DT1"]
[]
[]
[]
[null,null,null,"caa",{"$f":"SUMIF(Summary!$E$3:$AA$3,$C$9,Summary!$E25:$AA25)","v":0.28160068662882864}]
[null,null,null,"cab",{"$f":"SUMIF(Summary!$E$3:$AA$3,$C$9,Summary!$E26:$AA26)","v":0.48028000000000004}]
[null,null,null,"cac",{"$f":"SUMIF(Summary!$E$3:$AA$3,$C$9,Summary!$E27:$AA27)","v":0.21964799999999998}]
[null,null,null,"cad",{"$f":"1-SUM(E36:E39)","v":1.8471313371171361E-2}]
[null,null,null,"Total",{"$f":"SUM(E36:E40)","v":1}]

{"sheet":"MSG_BUR","index":15,"n_rows":41,"n_cols":12,"rows_kept":41,"cut":false,"hidden":false,"merged":[]}
[]
[null,null,null,null,null,null,null,null,null,null,null,{"$f":"ROUND(C11,4)&\" \"&ROUND(D11,4)&\" \"&ROUND(E11,4)","v":"0.335 0.329 0.336"}]
[null,null,null,null,null,null,null,null,null,null,null,1]
[null,null,null,null,null,null,null,null,null,null,null,{"$f":"ROUND(E17,4)&\" \"&ROUND(E18,4)&\" \"&ROUND(E19,4)","v":"0.2853 0.5159 0.1988"}]
[null,null,null,null,null,null,null,null,null,null,null,1]
[null,null,null,null,null,null,null,null,null,null,null,{"$f":"ROUND(E26,4)&\" \"&ROUND(E27,4)&\" \"&ROUND(E28,4)","v":"0.2816 0.5159 0.2025"}]
[null,null,"Burkina Faso",null,null,null,null,null,null,null,null,1]
[null,null,2010,null,null,null,null,null,null,null,null,{"$f":"ROUND(E37,4)&\" \"&ROUND(E38,4)&\" \"&ROUND(E39,4)&\" \"&ROUND(E40,4)","v":"0.2816 0.4787 0.221 0.0187"}]
[null,null,"BUR"]
[null,null,"Season 1","Season 2","Season 3"]
[null,null,{"$f":"SUMIF(Summary!$E$3:$AA$3,$C$9,Summary!$E10:$AA10)","v":0.33500000000000008},{"$f":"SUMIF(Summary!$E$3:$AA$3,$C$9,Summary!$E11:$AA11)","v":0.32900000000000001},{"$f":"1-SUM(C11:D11)","v":0.33599999999999985}]
[]
[]
[null,null,null,"Season 1","Season 2","Season 3"]
[null,null,null,null,"DT1"]
[]
[null,null,null,"aaa",{"$f":"SUMIF(Summary!$E$3:$AA$3,$C$9,Summary!$E19:$AA19)","v":0.28525091301930328}]
[null,null,null,"aab",{"$f":"SUMIF(Summary!$E$3:$AA$3,$C$9,Summary!$E20:$AA20)","v":0.51594400000000007}]
[null,null,null,"aac",{"$f":"1-SUM(E17:E18)","v":0.19880508698069665}]
[null,null,null,"Total",{"$f":"SUM(E17:E19)","v":1}]
[]
[]
[null,null,null,"Season 1","Season 2","Season 3"]
[null,null,null,null,"DT1"]
[]
[null,null,null,"baa",{"$f":"SUMIF(Summary!$E$3:$AA$3,$C$9,Summary!$E22:$AA22)","v":0.28156323371905978}]
[null,null,null,"bab",{"$f":"SUMIF(Summary!$E$3:$AA$3,$C$9,Summary!$E23:$AA23)","v":0.51594400000000007}]
[null,null,null,"bac",{"$f":"1-SUM(E26:E27)","v":0.20249276628094015}]
[null,null,null,"Total",{"$f":"SUM(E26:E28)","v":1}]
[]
[]
[null,null,null,"Season 1","Season 2","Season 3"]
[null,null,null,null,"DT1"]
[]
[]
[]
[null,null,null,"caa",{"$f":"SUMIF(Summary!$E$3:$AA$3,$C$9,Summary!$E25:$AA25)","v":0.28160068662882864}]
[null,null,null,"cab",{"$f":"SUMIF(Summary!$E$3:$AA$3,$C$9,Summary!$E26:$AA26)","v":0.47867999999999999}]
[null,null,null,"cac",{"$f":"SUMIF(Summary!$E$3:$AA$3,$C$9,Summary!$E27:$AA27)","v":0.22100799999999998}]
[null,null,null,"cad",{"$f":"1-SUM(E36:E39)","v":1.8711313371171379E-2}]
[null,null,null,"Total",{"$f":"SUM(E36:E40)","v":1}]

{"sheet":"MSG_MAL","index":16,"n_rows":41,"n_cols":12,"rows_kept":41,"cut":false,"hidden":false,"merged":[]}
[]
[null,null,null,null,null,null,null,null,null,null,null,{"$f":"ROUND(C11,4)&\" \"&ROUND(D11,4)&\" \"&ROUND(E11,4)","v":"0.335 0.329 0.336"}]
[null,null,null,null,null,null,null,null,null,null,null,1]
[null,null,null,null,null,null,null,null,null,null,null,{"$f":"ROUND(E17,4)&\" \"&ROUND(E18,4)&\" \"&ROUND(E19,4)","v":"0.2853 0.5159 0.1988"}]
[null,null,null,null,null,null,null,null,null,null,null,1]
[null,null,null,null,null,null,null,null,null,null,null,{"$f":"ROUND(E26,4)&\" \"&ROUND(E27,4)&\" \"&ROUND(E28,4)","v":"0.2816 0.5159 0.2025"}]
[null,null,"Mali",null,null,null,null,null,null,null,null,1]
[null,null,2010,null,null,null,null,null,null,null,null,{"$f":"ROUND(E37,4)&\" \"&ROUND(E38,4)&\" \"&ROUND(E39,4)&\" \"&ROUND(E40,4)","v":"0.2816 0.4851 0.2156 0.0178"}]
[null,null,"MAL"]
[null,null,"Season 1","Season 2","Season 3"]
[null,null,{"$f":"SUMIF(Summary!$E$3:$AA$3,$C$9,Summary!$E10:$AA10)","v":0.33500000000000002},{"$f":"SUMIF(Summary!$E$3:$AA$3,$C$9,Summary!$E11:$AA11)","v":0.32900000000000001},{"$f":"1-SUM(C11:D11)","v":0.33599999999999997}]
[]
[]
[null,null,null,"Season 1","Season 2","Season 3"]
[null,null,null,null,"DT1"]
[]
[null,null,null,"aaa",{"$f":"SUMIF(Summary!$E$3:$AA$3,$C$9,Summary!$E19:$AA19)","v":0.28525091301930328}]
[null,null,null,"aab",{"$f":"SUMIF(Summary!$E$3:$AA$3,$C$9,Summary!$E20:$AA20)","v":0.51594400000000007}]
[null,null,null,"aac",{"$f":"1-SUM(E17:E18)","v":0.19880508698069665}]
[null,null,null,"Total",{"$f":"SUM(E17:E19)","v":1}]
[]
[]
[null,null,null,"Season 1","Season 2","Season 3"]
[null,null,null,null,"DT1"]
[]
[null,null,null,"baa",{"$f":"SUMIF(Summary!$E$3:$AA$3,$C$9,Summary!$E22:$AA22)","v":0.28156323371905978}]
[null,null,null,"bab",{"$f":"SUMIF(Summary!$E$3:$AA$3,$C$9,Summary!$E23:$AA23)","v":0.51594400000000007}]
[null,null,null,"bac",{"$f":"1-SUM(E26:E27)","v":0.20249276628094015}]
[null,null,null,"Total",{"$f":"SUM(E26:E28)","v":1}]
[]
[]
[null,null,null,"Season 1","Season 2","Season 3"]
[null,null,null,null,"DT1"]
[]
[]
[]
[null,null,null,"caa",{"$f":"SUMIF(Summary!$E$3:$AA$3,$C$9,Summary!$E25:$AA25)","v":0.28160068662882864}]
[null,null,null,"cab",{"$f":"SUMIF(Summary!$E$3:$AA$3,$C$9,Summary!$E26:$AA26)","v":0.48508000000000001}]
[null,null,null,"cac",{"$f":"SUMIF(Summary!$E$3:$AA$3,$C$9,Summary!$E27:$AA27)","v":0.21556800000000004}]
[null,null,null,"cad",{"$f":"1-SUM(E36:E39)","v":1.7751313371171307E-2}]
[null,null,null,"Total",{"$f":"SUM(E36:E40)","v":1}]

{"sheet":"MSG_GUI","index":17,"n_rows":41,"n_cols":12,"rows_kept":41,"cut":false,"hidden":false,"merged":[]}
[]
[null,null,null,null,null,null,null,null,null,null,null,{"$f":"ROUND(C11,4)&\" \"&ROUND(D11,4)&\" \"&ROUND(E11,4)","v":"0.335 0.329 0.336"}]
[null,null,null,null,null,null,null,null,null,null,null,1]
[null,null,null,null,null,null,null,null,null,null,null,{"$f":"ROUND(E17,4)&\" \"&ROUND(E18,4)&\" \"&ROUND(E19,4)","v":"0.2853 0.5153 0.1994"}]
[null,null,null,null,null,null,null,null,null,null,null,1]
[null,null,null,null,null,null,null,null,null,null,null,{"$f":"ROUND(E26,4)&\" \"&ROUND(E27,4)&\" \"&ROUND(E28,4)","v":"0.2816 0.5153 0.2031"}]
[null,null,"Guinea",null,null,null,null,null,null,null,null,1]
[null,null,2010,null,null,null,null,null,null,null,null,{"$f":"ROUND(E37,4)&\" \"&ROUND(E38,4)&\" \"&ROUND(E39,4)&\" \"&ROUND(E40,4)","v":"0.2816 0.4671 0.2306 0.0207"}]
[null,null,"GUI"]
[null,null,"Season 1","Season 2","Season 3"]
[null,null,{"$f":"SUMIF(Summary!$E$3:$AA$3,$C$9,Summary!$E10:$AA10)","v":0.33500000000000002},{"$f":"SUMIF(Summary!$E$3:$AA$3,$C$9,Summary!$E11:$AA11)","v":0.32900000000000001},{"$f":"1-SUM(C11:D11)","v":0.33599999999999997}]
[]
[]
[null,null,null,"Season 1","Season 2","Season 3"]
[null,null,null,null,"DT1"]
[]
[null,null,null,"aaa",{"$f":"SUMIF(Summary!$E$3:$AA$3,$C$9,Summary!$E19:$AA19)","v":0.28525091301930328}]
[null,null,null,"aab",{"$f":"SUMIF(Summary!$E$3:$AA$3,$C$9,Summary!$E20:$AA20)","v":0.51531152467922781}]
[null,null,null,"aac",{"$f":"1-SUM(E17:E18)","v":0.19943756230146892}]
[null,null,null,"Total",{"$f":"SUM(E17:E19)","v":1}]
[]
[]
[null,null,null,"Season 1","Season 2","Season 3"]
[null,null,null,null,"DT1"]
[]
[null,null,null,"baa",{"$f":"SUMIF(Summary!$E$3:$AA$3,$C$9,Summary!$E22:$AA22)","v":0.28156323371905978}]
[null,null,null,"bab",{"$f":"SUMIF(Summary!$E$3:$AA$3,$C$9,Summary!$E23:$AA23)","v":0.51531152467922781}]
[null,null,null,"bac",{"$f":"1-SUM(E26:E27)","v":0.20312524160171241}]
[null,null,null,"Total",{"$f":"SUM(E26:E28)","v":1}]
[]
[]
[null,null,null,"Season 1","Season 2","Season 3"]
[null,null,null,null,"DT1"]
[]
[]
[]
[null,null,null,"caa",{"$f":"SUMIF(Summary!$E$3:$AA$3,$C$9,Summary!$E25:$AA25)","v":0.28160068662882864}]
[null,null,null,"cab",{"$f":"SUMIF(Summary!$E$3:$AA$3,$C$9,Summary!$E26:$AA26)","v":0.46708704196046691}]
[null,null,null,"cac",{"$f":"SUMIF(Summary!$E$3:$AA$3,$C$9,Summary!$E27:$AA27)","v":0.230610334065426}]
[null,null,null,"cad",{"$f":"1-SUM(E36:E39)","v":2.0701937345278476E-2}]
[null,null,null,"Total",{"$f":"SUM(E36:E40)","v":1}]

{"sheet":"MSG_GBI","index":18,"n_rows":41,"n_cols":12,"rows_kept":41,"cut":false,"hidden":false,"merged":[]}
[]
[null,null,null,null,null,null,null,null,null,null,null,{"$f":"ROUND(C11,4)&\" \"&ROUND(D11,4)&\" \"&ROUND(E11,4)","v":"0.335 0.329 0.336"}]
[null,null,null,null,null,null,null,null,null,null,null,1]
[null,null,null,null,null,null,null,null,null,null,null,{"$f":"ROUND(E17,4)&\" \"&ROUND(E18,4)&\" \"&ROUND(E19,4)","v":"0.2853 0.5154 0.1994"}]
[null,null,null,null,null,null,null,null,null,null,null,1]
[null,null,null,null,null,null,null,null,null,null,null,{"$f":"ROUND(E26,4)&\" \"&ROUND(E27,4)&\" \"&ROUND(E28,4)","v":"0.2816 0.5154 0.2031"}]
[null,null,"Guinea-Bissau",null,null,null,null,null,null,null,null,1]
[null,null,2010,null,null,null,null,null,null,null,null,{"$f":"ROUND(E37,4)&\" \"&ROUND(E38,4)&\" \"&ROUND(E39,4)&\" \"&ROUND(E40,4)","v":"0.2816 0.4671 0.2306 0.0207"}]
[null,null,"GBI"]
[null,null,"Season 1","Season 2","Season 3"]
[null,null,{"$f":"SUMIF(Summary!$E$3:$AA$3,$C$9,Summary!$E10:$AA10)","v":0.33500000000000002},{"$f":"SUMIF(Summary!$E$3:$AA$3,$C$9,Summary!$E11:$AA11)","v":0.32900000000000001},{"$f":"1-SUM(C11:D11)","v":0.33599999999999997}]
[]
[]
[null,null,null,"Season 1","Season 2","Season 3"]
[null,null,null,null,"DT1"]
[]
[null,null,null,"aaa",{"$f":"SUMIF(Summary!$E$3:$AA$3,$C$9,Summary!$E19:$AA19)","v":0.28525091301930328}]
[null,null,null,"aab",{"$f":"SUMIF(Summary!$E$3:$AA$3,$C$9,Summary!$E20:$AA20)","v":0.51535572519083972}]
[null,null,null,"aac",{"$f":"1-SUM(E17:E18)","v":0.199393361789857}]
[null,null,null,"Total",{"$f":"SUM(E17:E19)","v":1}]
[]
[]
[null,null,null,"Season 1","Season 2","Season 3"]
[null,null,null,null,"DT1"]
[]
[null,null,null,"baa",{"$f":"SUMIF(Summary!$E$3:$AA$3,$C$9,Summary!$E22:$AA22)","v":0.28156323371905978}]
[null,null,null,"bab",{"$f":"SUMIF(Summary!$E$3:$AA$3,$C$9,Summary!$E23:$AA23)","v":0.51535572519083972}]
[null,null,null,"bac",{"$f":"1-SUM(E26:E27)","v":0.2030810410901005}]
[null,null,null,"Total",{"$f":"SUM(E26:E28)","v":1}]
[]
[]
[null,null,null,"Season 1","Season 2","Season 3"]
[null,null,null,null,"DT1"]
[]
[]
[]
[null,null,null,"caa",{"$f":"SUMIF(Summary!$E$3:$AA$3,$C$9,Summary!$E25:$AA25)","v":0.28160068662882864}]
[null,null,null,"cab",{"$f":"SUMIF(Summary!$E$3:$AA$3,$C$9,Summary!$E26:$AA26)","v":0.46711450381679381}]
[null,null,null,"cac",{"$f":"SUMIF(Summary!$E$3:$AA$3,$C$9,Summary!$E27:$AA27)","v":0.23060458015267177}]
[null,null,null,"cad",{"$f":"1-SUM(E36:E39)","v":2.0680229401705885E-2}]
[null,null,null,"Total",{"$f":"SUM(E36:E40)","v":1}]

{"sheet":"MSG_TBN","index":19,"n_rows":41,"n_cols":12,"rows_kept":41,"cut":false,"hidden":false,"merged":[]}
[]
[null,null,null,null,null,null,null,null,null,null,null,{"$f":"ROUND(C11,4)&\" \"&ROUND(D11,4)&\" \"&ROUND(E11,4)","v":"0.335 0.329 0.336"}]
[null,null,null,null,null,null,null,null,null,null,null,1]
[null,null,null,null,null,null,null,null,null,null,null,{"$f":"ROUND(E17,4)&\" \"&ROUND(E18,4)&\" \"&ROUND(E19,4)","v":"0.2853 0.5159 0.1988"}]
[null,null,null,null,null,null,null,null,null,null,null,1]
[null,null,null,null,null,null,null,null,null,null,null,{"$f":"ROUND(E26,4)&\" \"&ROUND(E27,4)&\" \"&ROUND(E28,4)","v":"0.2816 0.5159 0.2025"}]
[null,null,"Togo Benin",null,null,null,null,null,null,null,null,1]
[null,null,2010,null,null,null,null,null,null,null,null,{"$f":"ROUND(E37,4)&\" \"&ROUND(E38,4)&\" \"&ROUND(E39,4)&\" \"&ROUND(E40,4)","v":"0.2816 0.4787 0.221 0.0187"}]
[null,null,"TBN"]
[null,null,"Season 1","Season 2","Season 3"]
[null,null,{"$f":"SUMIF(Summary!$E$3:$AA$3,$C$9,Summary!$E10:$AA10)","v":0.33499999999999996},{"$f":"SUMIF(Summary!$E$3:$AA$3,$C$9,Summary!$E11:$AA11)","v":0.32900000000000001},{"$f":"1-SUM(C11:D11)","v":0.33600000000000008}]
[]
[]
[null,null,null,"Season 1","Season 2","Season 3"]
[null,null,null,null,"DT1"]
[]
[null,null,null,"aaa",{"$f":"SUMIF(Summary!$E$3:$AA$3,$C$9,Summary!$E19:$AA19)","v":0.28525091301930328}]
[null,null,null,"aab",{"$f":"SUMIF(Summary!$E$3:$AA$3,$C$9,Summary!$E20:$AA20)","v":0.51594400000000007}]
[null,null,null,"aac",{"$f":"1-SUM(E17:E18)","v":0.19880508698069665}]
[null,null,null,"Total",{"$f":"SUM(E17:E19)","v":1}]
[]
[]
[null,null,null,"Season 1","Season 2","Season 3"]
[null,null,null,null,"DT1"]
[]
[null,null,null,"baa",{"$f":"SUMIF(Summary!$E$3:$AA$3,$C$9,Summary!$E22:$AA22)","v":0.28156323371905978}]
[null,null,null,"bab",{"$f":"SUMIF(Summary!$E$3:$AA$3,$C$9,Summary!$E23:$AA23)","v":0.51594400000000007}]
[null,null,null,"bac",{"$f":"1-SUM(E26:E27)","v":0.20249276628094015}]
[null,null,null,"Total",{"$f":"SUM(E26:E28)","v":1}]
[]
[]
[null,null,null,"Season 1","Season 2","Season 3"]
[null,null,null,null,"DT1"]
[]
[]
[]
[null,null,null,"caa",{"$f":"SUMIF(Summary!$E$3:$AA$3,$C$9,Summary!$E25:$AA25)","v":0.28160068662882864}]
[null,null,null,"cab",{"$f":"SUMIF(Summary!$E$3:$AA$3,$C$9,Summary!$E26:$AA26)","v":0.47867999999999999}]
[null,null,null,"cac",{"$f":"SUMIF(Summary!$E$3:$AA$3,$C$9,Summary!$E27:$AA27)","v":0.22100799999999998}]
[null,null,null,"cad",{"$f":"1-SUM(E36:E39)","v":1.8711313371171379E-2}]
[null,null,null,"Total",{"$f":"SUM(E36:E40)","v":1}]

{"sheet":"MSG_GHA","index":20,"n_rows":41,"n_cols":12,"rows_kept":41,"cut":false,"hidden":false,"merged":[]}
[]
[null,null,null,null,null,null,null,null,null,null,null,{"$f":"ROUND(C11,4)&\" \"&ROUND(D11,4)&\" \"&ROUND(E11,4)","v":"0.6818 0.6481 -0.3299"}]
[null,null,null,null,null,null,null,null,null,null,null,1]
[null,null,null,null,null,null,null,null,null,null,null,{"$f":"ROUND(E17,4)&\" \"&ROUND(E18,4)&\" \"&ROUND(E19,4)","v":"0.5656 1.0016 -0.5673"}]
[null,null,null,null,null,null,null,null,null,null,null,1]
[null,null,null,null,null,null,null,null,null,null,null,{"$f":"ROUND(E26,4)&\" \"&ROUND(E27,4)&\" \"&ROUND(E28,4)","v":"0.5579 1.002 -0.5598"}]
[null,null,"Ghana",null,null,null,null,null,null,null,null,1]
[null,null,2010,null,null,null,null,null,null,null,null,{"$f":"ROUND(E37,4)&\" \"&ROUND(E38,4)&\" \"&ROUND(E39,4)&\" \"&ROUND(E40,4)","v":"0.558 0.9617 0.4073 -0.927"}]
[null,null,"GHA"]
[null,null,"Season 1","Season 2","Season 3"]
[null,null,{"$f":"SUMIF(Summary!$E$3:$AA$3,$C$9,Summary!$E10:$AA10)","v":0.68176738538791171},{"$f":"SUMIF(Summary!$E$3:$AA$3,$C$9,Summary!$E11:$AA11)","v":0.64813544438986481},{"$f":"1-SUM(C11:D11)","v":-0.32990282977777641}]
[]
[]
[null,null,null,"Season 1","Season 2","Season 3"]
[null,null,null,null,"DT1"]
[]
[null,null,null,"aaa",{"$f":"SUMIF(Summary!$E$3:$AA$3,$C$9,Summary!$E19:$AA19)","v":0.56563235086061447}]
[null,null,null,"aab",{"$f":"SUMIF(Summary!$E$3:$AA$3,$C$9,Summary!$E20:$AA20)","v":1.001636202002371}]
[null,null,null,"aac",{"$f":"1-SUM(E17:E18)","v":-0.5672685528629855}]
[null,null,null,"Total",{"$f":"SUM(E17:E19)","v":1}]
[]
[]
[null,null,null,"Season 1","Season 2","Season 3"]
[null,null,null,null,"DT1"]
[]
[null,null,null,"baa",{"$f":"SUMIF(Summary!$E$3:$AA$3,$C$9,Summary!$E22:$AA22)","v":0.55786947616526628}]
[null,null,null,"bab",{"$f":"SUMIF(Summary!$E$3:$AA$3,$C$9,Summary!$E23:$AA23)","v":1.0019758641039305}]
[null,null,null,"bac",{"$f":"1-SUM(E26:E27)","v":-0.55984534026919675}]
[null,null,null,"Total",{"$f":"SUM(E26:E28)","v":1}]
[]
[]
[null,null,null,"Season 1","Season 2","Season 3"]
[null,null,null,null,"DT1"]
[]
[]
[]
[null,null,null,"caa",{"$f":"SUMIF(Summary!$E$3:$AA$3,$C$9,Summary!$E25:$AA25)","v":0.55799304306171504}]
[null,null,null,"cab",{"$f":"SUMIF(Summary!$E$3:$AA$3,$C$9,Summary!$E26:$AA26)","v":0.96171642968003879}]
[null,null,null,"cac",{"$f":"SUMIF(Summary!$E$3:$AA$3,$C$9,Summary!$E27:$AA27)","v":0.40729248069869528}]
[null,null,null,"cad",{"$f":"1-SUM(E36:E39)","v":-0.92700195344044922}]
[null,null,null,"Total",{"$f":"SUM(E36:E40)","v":1}]

{"sheet":"MSG_LIB","index":21,"n_rows":41,"n_cols":12,"rows_kept":41,"cut":false,"hidden":false,"merged":[]}
[]
[null,null,null,null,null,null,null,null,null,null,null,{"$f":"ROUND(C11,4)&\" \"&ROUND(D11,4)&\" \"&ROUND(E11,4)","v":"0.335 0.329 0.336"}]
[null,null,null,null,null,null,null,null,null,null,null,1]
[null,null,null,null,null,null,null,null,null,null,null,{"$f":"ROUND(E17,4)&\" \"&ROUND(E18,4)&\" \"&ROUND(E19,4)","v":"0.2853 0.5163 0.1984"}]
[null,null,null,null,null,null,null,null,null,null,null,1]
[null,null,null,null,null,null,null,null,null,null,null,{"$f":"ROUND(E26,4)&\" \"&ROUND(E27,4)&\" \"&ROUND(E28,4)","v":"0.2816 0.5163 0.2021"}]
[null,null,"Liberia",null,null,null,null,null,null,null,null,1]
[null,null,2010,null,null,null,null,null,null,null,null,{"$f":"ROUND(E37,4)&\" \"&ROUND(E38,4)&\" \"&ROUND(E39,4)&\" \"&ROUND(E40,4)","v":"0.2816 0.4868 0.2142 0.0173"}]
[null,null,"LIB"]
[null,null,"Season 1","Season 2","Season 3"]
[null,null,{"$f":"SUMIF(Summary!$E$3:$AA$3,$C$9,Summary!$E10:$AA10)","v":0.33500000000000002},{"$f":"SUMIF(Summary!$E$3:$AA$3,$C$9,Summary!$E11:$AA11)","v":0.32900000000000001},{"$f":"1-SUM(C11:D11)","v":0.33599999999999997}]
[]
[]
[null,null,null,"Season 1","Season 2","Season 3"]
[null,null,null,null,"DT1"]
[]
[null,null,null,"aaa",{"$f":"SUMIF(Summary!$E$3:$AA$3,$C$9,Summary!$E19:$AA19)","v":0.28525091301930328}]
[null,null,null,"aab",{"$f":"SUMIF(Summary!$E$3:$AA$3,$C$9,Summary!$E20:$AA20)","v":0.51632783560623297}]
[null,null,null,"aac",{"$f":"1-SUM(E17:E18)","v":0.19842125137446376}]
[null,null,null,"Total",{"$f":"SUM(E17:E19)","v":1}]
[]
[]
[null,null,null,"Season 1","Season 2","Season 3"]
[null,null,null,null,"DT1"]
[]
[null,null,null,"baa",{"$f":"SUMIF(Summary!$E$3:$AA$3,$C$9,Summary!$E22:$AA22)","v":0.28156323371905978}]
[null,null,null,"bab",{"$f":"SUMIF(Summary!$E$3:$AA$3,$C$9,Summary!$E23:$AA23)","v":0.51632783560623297}]
[null,null,null,"bac",{"$f":"1-SUM(E26:E27)","v":0.20210893067470725}]
[null,null,null,"Total",{"$f":"SUM(E26:E28)","v":1}]
[]
[]
[null,null,null,"Season 1","Season 2","Season 3"]
[null,null,null,null,"DT1"]
[]
[]
[]
[null,null,null,"caa",{"$f":"SUMIF(Summary!$E$3:$AA$3,$C$9,Summary!$E25:$AA25)","v":0.28160068662882864}]
[null,null,null,"cab",{"$f":"SUMIF(Summary!$E$3:$AA$3,$C$9,Summary!$E26:$AA26)","v":0.48684891252612628}]
[null,null,null,"cac",{"$f":"SUMIF(Summary!$E$3:$AA$3,$C$9,Summary!$E27:$AA27)","v":0.21421716366947419}]
[null,null,null,"cad",{"$f":"1-SUM(E36:E39)","v":1.7333237175570892E-2}]
[null,null,null,"Total",{"$f":"SUM(E36:E40)","v":1}]

{"sheet":"MSG_SIE","index":22,"n_rows":41,"n_cols":12,"rows_kept":41,"cut":false,"hidden":false,"merged":[]}
[]
[null,null,null,null,null,null,null,null,null,null,null,{"$f":"ROUND(C11,4)&\" \"&ROUND(D11,4)&\" \"&ROUND(E11,4)","v":"0.335 0.329 0.336"}]
[null,null,null,null,null,null,null,null,null,null,null,1]
[null,null,null,null,null,null,null,null,null,null,null,{"$f":"ROUND(E17,4)&\" \"&ROUND(E18,4)&\" \"&ROUND(E19,4)","v":"0.2853 0.5179 0.1968"}]
[null,null,null,null,null,null,null,null,null,null,null,1]
[null,null,null,null,null,null,null,null,null,null,null,{"$f":"ROUND(E26,4)&\" \"&ROUND(E27,4)&\" \"&ROUND(E28,4)","v":"0.2816 0.5179 0.2005"}]
[null,null,"Sierra Leone",null,null,null,null,null,null,null,null,1]
[null,null,2010,null,null,null,null,null,null,null,null,{"$f":"ROUND(E37,4)&\" \"&ROUND(E38,4)&\" \"&ROUND(E39,4)&\" \"&ROUND(E40,4)","v":"0.2816 0.5141 0.1917 0.0126"}]
[null,null,"SIE"]
[null,null,"Season 1","Season 2","Season 3"]
[null,null,{"$f":"SUMIF(Summary!$E$3:$AA$3,$C$9,Summary!$E10:$AA10)","v":0.33500000000000008},{"$f":"SUMIF(Summary!$E$3:$AA$3,$C$9,Summary!$E11:$AA11)","v":0.32900000000000001},{"$f":"1-SUM(C11:D11)","v":0.33599999999999985}]
[]
[]
[null,null,null,"Season 1","Season 2","Season 3"]
[null,null,null,null,"DT1"]
[]
[null,null,null,"aaa",{"$f":"SUMIF(Summary!$E$3:$AA$3,$C$9,Summary!$E19:$AA19)","v":0.28525091301930328}]
[null,null,null,"aab",{"$f":"SUMIF(Summary!$E$3:$AA$3,$C$9,Summary!$E20:$AA20)","v":0.51790675059364522}]
[null,null,null,"aac",{"$f":"1-SUM(E17:E18)","v":0.19684233638705151}]
[null,null,null,"Total",{"$f":"SUM(E17:E19)","v":1}]
[]
[]
[null,null,null,"Season 1","Season 2","Season 3"]
[null,null,null,null,"DT1"]
[]
[null,null,null,"baa",{"$f":"SUMIF(Summary!$E$3:$AA$3,$C$9,Summary!$E22:$AA22)","v":0.28156323371905978}]
[null,null,null,"bab",{"$f":"SUMIF(Summary!$E$3:$AA$3,$C$9,Summary!$E23:$AA23)","v":0.51790675059364522}]
[null,null,null,"bac",{"$f":"1-SUM(E26:E27)","v":0.200530015687295}]
[null,null,null,"Total",{"$f":"SUM(E26:E28)","v":1}]
[]
[]
[null,null,null,"Season 1","Season 2","Season 3"]
[null,null,null,null,"DT1"]
[]
[]
[]
[null,null,null,"caa",{"$f":"SUMIF(Summary!$E$3:$AA$3,$C$9,Summary!$E25:$AA25)","v":0.28160068662882864}]
[null,null,null,"cab",{"$f":"SUMIF(Summary!$E$3:$AA$3,$C$9,Summary!$E26:$AA26)","v":0.51408033563059752}]
[null,null,null,"cac",{"$f":"SUMIF(Summary!$E$3:$AA$3,$C$9,Summary!$E27:$AA27)","v":0.19169875008335677}]
[null,null,null,"cad",{"$f":"1-SUM(E36:E39)","v":1.2620227657217042E-2}]
[null,null,null,"Total",{"$f":"SUM(E36:E40)","v":1}]

{"sheet":"MSG_NGA","index":23,"n_rows":41,"n_cols":12,"rows_kept":41,"cut":false,"hidden":false,"merged":[]}
[]
[null,null,null,null,null,null,null,null,null,null,null,{"$f":"ROUND(C11,4)&\" \"&ROUND(D11,4)&\" \"&ROUND(E11,4)","v":"0.335 0.329 0.336"}]
[null,null,null,null,null,null,null,null,null,null,null,1]
[null,null,null,null,null,null,null,null,null,null,null,{"$f":"ROUND(E17,4)&\" \"&ROUND(E18,4)&\" \"&ROUND(E19,4)","v":"0.2853 0.5159 0.1988"}]
[null,null,null,null,null,null,null,null,null,null,null,1]
[null,null,null,null,null,null,null,null,null,null,null,{"$f":"ROUND(E26,4)&\" \"&ROUND(E27,4)&\" \"&ROUND(E28,4)","v":"0.2816 0.5159 0.2025"}]
[null,null,"Nigeria",null,null,null,null,null,null,null,null,1]
[null,null,2010,null,null,null,null,null,null,null,null,{"$f":"ROUND(E37,4)&\" \"&ROUND(E38,4)&\" \"&ROUND(E39,4)&\" \"&ROUND(E40,4)","v":"0.2816 0.4803 0.2196 0.0185"}]
[null,null,"NGA"]
[null,null,"Season 1","Season 2","Season 3"]
[null,null,{"$f":"SUMIF(Summary!$E$3:$AA$3,$C$9,Summary!$E10:$AA10)","v":0.33500000000000002},{"$f":"SUMIF(Summary!$E$3:$AA$3,$C$9,Summary!$E11:$AA11)","v":0.32900000000000001},{"$f":"1-SUM(C11:D11)","v":0.33599999999999997}]
[]
[]
[null,null,null,"Season 1","Season 2","Season 3"]
[null,null,null,null,"DT1"]
[]
[null,null,null,"aaa",{"$f":"SUMIF(Summary!$E$3:$AA$3,$C$9,Summary!$E19:$AA19)","v":0.28525091301930328}]
[null,null,null,"aab",{"$f":"SUMIF(Summary!$E$3:$AA$3,$C$9,Summary!$E20:$AA20)","v":0.51594399999999996}]
[null,null,null,"aac",{"$f":"1-SUM(E17:E18)","v":0.19880508698069677}]
[null,null,null,"Total",{"$f":"SUM(E17:E19)","v":1}]
[]
[]
[null,null,null,"Season 1","Season 2","Season 3"]
[null,null,null,null,"DT1"]
[]
[null,null,null,"baa",{"$f":"SUMIF(Summary!$E$3:$AA$3,$C$9,Summary!$E22:$AA22)","v":0.28156323371905978}]
[null,null,null,"bab",{"$f":"SUMIF(Summary!$E$3:$AA$3,$C$9,Summary!$E23:$AA23)","v":0.51594399999999996}]
[null,null,null,"bac",{"$f":"1-SUM(E26:E27)","v":0.20249276628094026}]
[null,null,null,"Total",{"$f":"SUM(E26:E28)","v":1}]
[]
[]
[null,null,null,"Season 1","Season 2","Season 3"]
[null,null,null,null,"DT1"]
[]
[]
[]
[null,null,null,"caa",{"$f":"SUMIF(Summary!$E$3:$AA$3,$C$9,Summary!$E25:$AA25)","v":0.28160068662882864}]
[null,null,null,"cab",{"$f":"SUMIF(Summary!$E$3:$AA$3,$C$9,Summary!$E26:$AA26)","v":0.48027999999999993}]
[null,null,null,"cac",{"$f":"SUMIF(Summary!$E$3:$AA$3,$C$9,Summary!$E27:$AA27)","v":0.21964799999999998}]
[null,null,null,"cad",{"$f":"1-SUM(E36:E39)","v":1.8471313371171472E-2}]
[null,null,null,"Total",{"$f":"SUM(E36:E40)","v":1}]